{"text_format":"1","workbook":"xlsx","n_sheets":14,"sheets":["BCAT_Main_page","HP_Assessment_Report","Electricity Rate Vlookup","Hourly Heating Load Hours","Y-Intercept","Sheet1","NPV","MPN","Date","HDD_Day_Actuals","HDD_Day_10yr_ave","Sheet3","Loan Summary","LDC_Contact_Lookup"],"not_rendered":{"charts":1,"images":8,"macros":1,"external_links":1,"defined_names":32,"comments":0,"pivot_tables":0},"unopened":[],"bounds":{"document_bytes":16777216,"sheet_cells":100000,"rows_first":2000,"rows_last":500,"rows_between":2000,"halvings":0,"cell_chars":16384,"cell_head_chars":4096},"cells_cut":0,"cells_raw":0,"read":"whole","date_system":"1900"}

{"sheet":"BCAT_Main_page","index":0,"n_rows":46,"n_cols":5,"rows_kept":46,"cut":false,"hidden":false,"merged":[[22,1,24,3],[22,4,24,6],[29,4,30,4],[26,6,27,6],[26,4,27,5]]}
[]
[]
[]
[]
[]
[]
[]
[]
[]
[]
[]
[]
[]
[]
[]
[]
[]
[]
[]
[]
[]
[]
[]
[]
[]
[]
[]
[]
[]
[]
[]
[]
[]
[]
[]
[]
[]
[]
[]
[]
[]
[]
[]
[]
[]
[null,null,null,null,{"$f":"TODAY()","v":"2018-03-09"}]

{"sheet":"HP_Assessment_Report","index":1,"n_rows":90,"n_cols":8,"rows_kept":90,"cut":false,"hidden":false,"merged":[[45,2,45,7],[60,1,61,6],[53,4,54,4],[53,5,54,5],[53,6,54,6],[48,0,48,4],[7,5,7,6],[11,5,11,6],[32,5,35,7],[89,0,89,7],[87,1,87,6],[83,0,83,4],[70,0,70,4],[75,4,76,4],[75,5,76,5],[75,6,76,6],[65,1,65,6],[72,1,73,6],[78,1,81,6],[36,0,36,4],[64,0,64,4],[86,1,86,6]]}
[]
[]
[]
[]
[]
[null,null,null,null,null," Current Annual Electricity Use"]
[]
[null,null,null,null,null,0,null,"kWh"]
[]
[null,null,null,null,null," Percent of Total Electricity Use"]
[]
[null,null,null,null,null,0,null,"%"]
[]
[]
[]
[]
[]
[]
[]
[]
[]
[null,"Harvest heat from the "]
[null,"outdoor air.",null,null,"Harvest heat"]
[null,null,null,null,"from"]
[null,null,null,null,"beneath the"]
[null,null,null,null,"ground."]
[]
[]
[]
[]
[]
[]
[null,null,null,null,null,"These are estimates of what you could achieve from retrofitting with air or-ground source heat pumps."]
[]
[]
[]
["      ANNUAL SAVINGS"]
[]
[]
[]
[]
[null,null,null,null,0,"to",0,"kWh"]
[]
[null,null,null,null,0,"to",0]
[]
[null,null,"On average, ground source systems are more efficient and provide higher savings."]
[]
[]
["      SYSTEM COST "]
[]
[]
[]
[]
[null,null,null,null,0,"to",0]
[]
[]
[]
[]
[]
[]
[null,"On average air source heat pump systems will be cheaper compared to ground source due to higher upfront cost for system features like in-ground equipment."]
[]
[]
[]
["     SIMPLE PAYBACK"]
[null,"Based on estimated system costs and savings you could have your payback would be:"]
[]
[null,null,null,null,0,"to",0,"years"]
[]
[]
["     INCENTIVES"]
[]
[null,"Based on estimated savings you could be eligible to get the following incentive amount to put toward your heat pump retrofit:"]
[]
[]
[null,null,null,null,0,"to",0]
[]
[]
[null,"FINANCIAL INCENTIVES ARE AVAILABLE THROUGH YOUR UTILITY. Contact your electric utility's conservation department for guidance about heat pump retrofits, financial incentives, assessing your retrofit opportunity, and finding a qualified design professional."]
[]
[]
[]
[]
["    YOUR UTILITY "]
[]
["Contact your utility's conservation programming or customer service department at:"]
[]
[]
[]
["Verify feasibility of your project with qualified professionals before making any decision to proceed."]

{"sheet":"Electricity Rate Vlookup","index":2,"n_rows":20,"n_cols":15,"rows_kept":20,"cut":false,"hidden":true,"merged":[]}
["YEAR","Distribution","Transmission","Regulated Charges (Wholesale Market Service Charge)","Debt Retirement Charge (DRC)","Electricity"," Total Bill before Taxes","HST","Total Residential Bill with Taxes (Before OCEB)","Ontario Clean Energy Benefit Credit (OCEB)","Total Residential Bill with Taxes: After OCEB","$/kWh","Estimated $/kWh (before TAX)","Estimated $/kWh (before TAX) - ROUNDED","Percent Change in Rate Year-to-Year"]
["2014",39,13,6,6,88,151,20,170,0,170,0.21249999999999999,0.18875,0.189,2.0270270270270289E-2]
["2015",39,13,6,6,88,151,20,170,0,170,0.21249999999999999,0.18875,0.189,2.0270270270270289E-2]
["2016",39,13,6,6,88,151,20,170,0,170,0.21249999999999999,0.18875,0.189,2.0270270270270289E-2]
["2017",39,13,6,6,88,151,20,170,0,170,0.21249999999999999,0.18875,0.189,2.0270270270270289E-2]
["2018",40,13,6,6,93,158,21,178,0,178,0.2225,0.19750000000000001,0.19800000000000001,4.6357615894039778E-2]
["2019",41,14,6,0,95,157,20,177,0,177,0.22125,0.19625000000000001,0.19600000000000001,-6.329113924050638E-3]
["2020",43,14,6,0,98,161,21,181,0,181,0.22625000000000001,0.20125000000000001,0.20100000000000001,2.5477707006369449E-2]
["2021",43,15,6,0,101,165,21,187,0,187,0.23375000000000001,0.20624999999999999,0.20599999999999999,2.4844720496894294E-2]
["2022",45,15,6,0,105,171,22,193,0,193,0.24124999999999999,0.21375,0.214,3.6363636363636397E-2]
["2023",46,15,6,0,99,167,22,188,0,188,0.23499999999999999,0.20874999999999999,0.20899999999999999,-2.3391812865497099E-2]
["2024",47,15,6,0,100,169,22,191,0,191,0.23874999999999999,0.21124999999999999,0.21099999999999999,1.1976047904191628E-2]
["2025",49,16,7,0,101,172,22,194,0,194,0.24249999999999999,0.215,0.215,1.7751479289940846E-2]
["2026",50,16,7,0,103,176,23,198,0,198,0.2475,0.22,0.22,2.3255813953488393E-2]
["2027",51,16,7,0,103,177,23,200,0,200,0.25,0.22125,0.221,5.6818181818181872E-3]
["2028",52,16,7,0,103,179,23,202,0,202,0.2525,0.22375,0.224,1.1299435028248598E-2]
["2029",53,16,7,0,104,180,23,204,0,204,0.255,0.22500000000000001,0.22500000000000001,5.5865921787709542E-3]
["2030",54,16,7,0,103,181,24,205,0,205,0.25624999999999998,0.22625000000000001,0.22600000000000001,5.5555555555555601E-3]
["2031",56,17,7,0,103,183,24,207,0,207,0.25874999999999998,0.22875000000000001,0.22900000000000001,1.1049723756906087E-2]
["2032",57,17,7,0,104,185,24,210,0,210,0.26250000000000001,0.23125000000000001,0.23100000000000001,1.0928961748633888E-2]

{"sheet":"Hourly Heating Load Hours","index":3,"n_rows":54,"n_cols":3,"rows_kept":54,"cut":false,"hidden":true,"merged":[]}
["MONTH","AVERAGE ANNUAL HEATING LOAD HOURS","DATA Collected"]
["Atikokan",7439,"2007-09; 2012-2015"]
["Barrie",7133.1428571428569,"2007-2012; 2015"]
["Brampton",6534.875,"2007-2014"]
["Brantford",6782.333333333333,"2007-2015"]
["Burlington",6649.666666666667,"2007;09;2012-2015"]
["Cambridge",6929.4444444444443,"2007-2015"]
["Chapleau",7622.4285714285716,"used timmins as proxy"]
["Cobourg",7176.8888888888887,"2007-2015"]
["Collingwood",6809.5714285714284,"2007-08;2010;2012-2015"]
["Cornwall",6742.833333333333,"2008-2011;2013;2015"]
["Fort Albany",7942,"2007-09;2012;2014"]
["Goderich",6913.1428571428569,"2007-12;2014"]
["Greater_Sudbury",7405.8888888888887,"2007-2015"]
["Guelph",7052.4285714285716,"2007-09; 2011-2014"]
["Halton_Hills",6523.5555555555557,"2007-2015"]
["Hamilton",6787.7777777777774,"2007-2015"]
["Hearst",7699.8888888888887,"2007-2015"]
["Huntsville",7049.8,"2007-08;2010-11;2015"]
["Kenora",7367.2222222222226,"2007-2015"]
["Kingston",6818.333333333333,"2010-2015"]
["Kitchener-Waterloo",6939.75,"2007-2014"]
["London",6722,"2007-2015"]
["Markham",6684.333333333333,"2007-2015"]
["Midland",6809.5714285714284,"2007-08;2010;2012-2015"]
["Milton",6523.5555555555557,"used mississauga as proxy"]
["Mississauga",6523.5555555555557,"2007-2015"]
["Mount_Forest",7102.333333333333,"2007-2015"]
["Newmarket",6684.333333333333,"2007-2015"]
["Norfolk",6750,"2007-2011;2013-2015"]
["North_Bay",7337.8888888888887,"2007-2015"]
["Oakville",6649.666666666667,"2007;2009;2012-2015"]
["Orangeville",7137.7777777777774,"2007-2015"]
["Orillia",7133.2857142857147,"2007-2012;2015"]
["Oshawa",6807.5,"2011;2013-2015"]
["Ottawa",6837.4444444444443,"2007-2015"]
["Peterborough",6979.25,"2007-2010;2012-2015"]
["Pickering",6807.75,"2011;2013-2015"]
["Renfrew",7067.2857142857147,"2007-09; 2012-15"]
["Richmond_Hill",6684.333333333333,"2007-2015"]
["Sarnia",6594.333333333333,"2007-2015"]
["Sault_Ste.Marie",7507.5555555555557,"2007-2015"]
["Sioux_Lookout",7469.5,"2007-2012"]
["St.Catherines",6787.7777777777774,"used hamilton as proxy"]
["Thunder_Bay",7635.8,"2007-2011"]
["Tillsonburg",6736.6,"2007-2011"]
["Timmins",7622.4285714285716,"2007-2013"]
["Toronto ",6523.5555555555557,"2007-2015"]
["Vaughan",6673.5,"2007-2012"]
["Walkerton",7095.666666666667,"2007-2012"]
["Welland",6703.25,"2007-09;2011"]
["Whitby",6728.5,"2011; 2013"]
["Windsor",6136.666666666667,"2007-2015"]
["Woodstock",6693.666666666667,"2007-2012"]

{"sheet":"Y-Intercept","index":4,"n_rows":48,"n_cols":10,"rows_kept":48,"cut":false,"hidden":true,"merged":[]}
["SELECTED CITY","Algoma Power (Algoma)"]
[]
["AVERAGES"]
["PERIOD","kWh","HDD"]
[1,5,{"$error":"#N/A"},{"$f":"IF(B22 = 0, D37, D22)","v":{"$error":"#N/A"}}]
[2,5,{"$error":"#N/A"},{"$error":"#N/A"}]
[3,5,{"$error":"#N/A"},{"$error":"#N/A"}]
[4,5,{"$error":"#N/A"},{"$error":"#N/A"}]
[5,5,{"$error":"#N/A"},{"$error":"#N/A"}]
[6,5,{"$error":"#N/A"},{"$error":"#N/A"}]
[7,5,{"$error":"#N/A"},{"$error":"#N/A"}]
[8,5,{"$error":"#N/A"},{"$error":"#N/A"}]
[9,5,{"$error":"#N/A"},{"$error":"#N/A"}]
[10,5,{"$error":"#N/A"},{"$error":"#N/A"}]
[11,5,{"$error":"#N/A"},{"$error":"#N/A"}]
[12,5,{"$error":"#N/A"},{"$error":"#N/A"}]
[]
[]
[]
["DAILY HDD ACTUALS"]
["PERIOD","StartDate","EndDate","SUM INDEX"]
[1,"2016-01-01","2016-01-31",{"$f":"SUM(INDEX(HDD_Day_Actuals!$C$2:$APF$72,MATCH($B$1,HDD_Day_Actuals!$A$2:$A$72,0),MATCH(B22,HDD_Day_Actuals!$C$1:$APF$1,0)):INDEX(HDD_Day_Actuals!$C$2:$APF$72,MATCH($B$1,HDD_Day_Actuals!$A$2:$A$72,0),MATCH(C22,HDD_Day_Actuals!$C$1:$APF$1,0)))","v":{"$error":"#N/A"}}]
[2,"2016-02-01","2016-02-29",{"$f":"SUM(INDEX(HDD_Day_Actuals!$C$2:$APF$72,MATCH($B$1,HDD_Day_Actuals!$A$2:$A$72,0),MATCH(B23,HDD_Day_Actuals!$C$1:$APF$1,0)):INDEX(HDD_Day_Actuals!$C$2:$APF$72,MATCH($B$1,HDD_Day_Actuals!$A$2:$A$72,0),MATCH(C23,HDD_Day_Actuals!$C$1:$APF$1,0)))","v":{"$error":"#N/A"}}]
[3,"2016-03-01","2016-03-31",{"$f":"SUM(INDEX(HDD_Day_Actuals!$C$2:$APF$72,MATCH($B$1,HDD_Day_Actuals!$A$2:$A$72,0),MATCH(B24,HDD_Day_Actuals!$C$1:$APF$1,0)):INDEX(HDD_Day_Actuals!$C$2:$APF$72,MATCH($B$1,HDD_Day_Actuals!$A$2:$A$72,0),MATCH(C24,HDD_Day_Actuals!$C$1:$APF$1,0)))","v":{"$error":"#N/A"}}]
[4,"2016-04-01","2016-04-30",{"$f":"SUM(INDEX(HDD_Day_Actuals!$C$2:$APF$72,MATCH($B$1,HDD_Day_Actuals!$A$2:$A$72,0),MATCH(B25,HDD_Day_Actuals!$C$1:$APF$1,0)):INDEX(HDD_Day_Actuals!$C$2:$APF$72,MATCH($B$1,HDD_Day_Actuals!$A$2:$A$72,0),MATCH(C25,HDD_Day_Actuals!$C$1:$APF$1,0)))","v":{"$error":"#N/A"}}]
[5,"2016-05-01","2016-05-31",{"$f":"SUM(INDEX(HDD_Day_Actuals!$C$2:$APF$72,MATCH($B$1,HDD_Day_Actuals!$A$2:$A$72,0),MATCH(B26,HDD_Day_Actuals!$C$1:$APF$1,0)):INDEX(HDD_Day_Actuals!$C$2:$APF$72,MATCH($B$1,HDD_Day_Actuals!$A$2:$A$72,0),MATCH(C26,HDD_Day_Actuals!$C$1:$APF$1,0)))","v":{"$error":"#N/A"}}]
[6,"2016-06-01","2016-06-30",{"$f":"SUM(INDEX(HDD_Day_Actuals!$C$2:$APF$72,MATCH($B$1,HDD_Day_Actuals!$A$2:$A$72,0),MATCH(B27,HDD_Day_Actuals!$C$1:$APF$1,0)):INDEX(HDD_Day_Actuals!$C$2:$APF$72,MATCH($B$1,HDD_Day_Actuals!$A$2:$A$72,0),MATCH(C27,HDD_Day_Actuals!$C$1:$APF$1,0)))","v":{"$error":"#N/A"}}]
[7,"2016-07-01","2016-07-31",{"$f":"SUM(INDEX(HDD_Day_Actuals!$C$2:$APF$72,MATCH($B$1,HDD_Day_Actuals!$A$2:$A$72,0),MATCH(B28,HDD_Day_Actuals!$C$1:$APF$1,0)):INDEX(HDD_Day_Actuals!$C$2:$APF$72,MATCH($B$1,HDD_Day_Actuals!$A$2:$A$72,0),MATCH(C28,HDD_Day_Actuals!$C$1:$APF$1,0)))","v":{"$error":"#N/A"}}]
[8,"2016-08-01","2016-08-31",{"$f":"SUM(INDEX(HDD_Day_Actuals!$C$2:$APF$72,MATCH($B$1,HDD_Day_Actuals!$A$2:$A$72,0),MATCH(B29,HDD_Day_Actuals!$C$1:$APF$1,0)):INDEX(HDD_Day_Actuals!$C$2:$APF$72,MATCH($B$1,HDD_Day_Actuals!$A$2:$A$72,0),MATCH(C29,HDD_Day_Actuals!$C$1:$APF$1,0)))","v":{"$error":"#N/A"}}]
[9,"2016-09-01","2016-09-30",{"$f":"SUM(INDEX(HDD_Day_Actuals!$C$2:$APF$72,MATCH($B$1,HDD_Day_Actuals!$A$2:$A$72,0),MATCH(B30,HDD_Day_Actuals!$C$1:$APF$1,0)):INDEX(HDD_Day_Actuals!$C$2:$APF$72,MATCH($B$1,HDD_Day_Actuals!$A$2:$A$72,0),MATCH(C30,HDD_Day_Actuals!$C$1:$APF$1,0)))","v":{"$error":"#N/A"}}]
[10,"2016-10-01","2016-10-31",{"$f":"SUM(INDEX(HDD_Day_Actuals!$C$2:$APF$72,MATCH($B$1,HDD_Day_Actuals!$A$2:$A$72,0),MATCH(B31,HDD_Day_Actuals!$C$1:$APF$1,0)):INDEX(HDD_Day_Actuals!$C$2:$APF$72,MATCH($B$1,HDD_Day_Actuals!$A$2:$A$72,0),MATCH(C31,HDD_Day_Actuals!$C$1:$APF$1,0)))","v":{"$error":"#N/A"}}]
[11,"2016-11-01","2016-11-30",{"$f":"SUM(INDEX(HDD_Day_Actuals!$C$2:$APF$72,MATCH($B$1,HDD_Day_Actuals!$A$2:$A$72,0),MATCH(B32,HDD_Day_Actuals!$C$1:$APF$1,0)):INDEX(HDD_Day_Actuals!$C$2:$APF$72,MATCH($B$1,HDD_Day_Actuals!$A$2:$A$72,0),MATCH(C32,HDD_Day_Actuals!$C$1:$APF$1,0)))","v":{"$error":"#N/A"}}]
[12,"2016-12-01","2016-12-31",{"$f":"SUM(INDEX(HDD_Day_Actuals!$C$2:$APF$72,MATCH($B$1,HDD_Day_Actuals!$A$2:$A$72,0),MATCH(B33,HDD_Day_Actuals!$C$1:$APF$1,0)):INDEX(HDD_Day_Actuals!$C$2:$APF$72,MATCH($B$1,HDD_Day_Actuals!$A$2:$A$72,0),MATCH(C33,HDD_Day_Actuals!$C$1:$APF$1,0)))","v":{"$error":"#N/A"}}]
[]
["DAILY HDD AVERAGE (10 year)"]
["PERIOD","StartDate","EndDate","SUM INDEX","StartMonth","StartDay","StartCODE","EndMonth","EndDay","EndCODE"]
[1,"2017-01-01","2017-01-31",{"$f":"SUM(INDEX(HDD_Day_10yr_ave!$C$5:$ND$75,MATCH($B$1,HDD_Day_10yr_ave!$A$5:$A$75,0),MATCH(G37,HDD_Day_10yr_ave!$C$3:$ND$3,0)):INDEX(HDD_Day_10yr_ave!$C$5:$ND$75,MATCH($B$1,HDD_Day_10yr_ave!$A$5:$A$75,0),MATCH(J37,HDD_Day_10yr_ave!$C$3:$ND$3,0)))","v":{"$error":"#N/A"}},{"$f":"MONTH(B37)","v":1},{"$f":"DAY(B37)","v":1},{"$f":"CONCATENATE(E37,\"_\",F37)","v":"1_1"},{"$f":"MONTH(C37)","v":1},{"$f":"DAY(C37)","v":31},{"$f":"CONCATENATE(H37,\"_\",I37)","v":"1_31"}]
[2,"2017-02-01","2017-02-28",{"$f":"SUM(INDEX(HDD_Day_10yr_ave!$C$5:$ND$75,MATCH($B$1,HDD_Day_10yr_ave!$A$5:$A$75,0),MATCH(G38,HDD_Day_10yr_ave!$C$3:$ND$3,0)):INDEX(HDD_Day_10yr_ave!$C$5:$ND$75,MATCH($B$1,HDD_Day_10yr_ave!$A$5:$A$75,0),MATCH(J38,HDD_Day_10yr_ave!$C$3:$ND$3,0)))","v":{"$error":"#N/A"}},{"$f":"MONTH(B38)","v":2},{"$f":"DAY(B38)","v":1},{"$f":"CONCATENATE(E38,\"_\",F38)","v":"2_1"},{"$f":"MONTH(C38)","v":2},{"$f":"DAY(C38)","v":28},{"$f":"CONCATENATE(H38,\"_\",I38)","v":"2_28"}]
[3,"2017-03-01","2017-03-31",{"$f":"SUM(INDEX(HDD_Day_10yr_ave!$C$5:$ND$75,MATCH($B$1,HDD_Day_10yr_ave!$A$5:$A$75,0),MATCH(G39,HDD_Day_10yr_ave!$C$3:$ND$3,0)):INDEX(HDD_Day_10yr_ave!$C$5:$ND$75,MATCH($B$1,HDD_Day_10yr_ave!$A$5:$A$75,0),MATCH(J39,HDD_Day_10yr_ave!$C$3:$ND$3,0)))","v":{"$error":"#N/A"}},3,1,"3_1",3,31,"3_31"]
[4,"2017-04-01","2017-04-30",{"$f":"SUM(INDEX(HDD_Day_10yr_ave!$C$5:$ND$75,MATCH($B$1,HDD_Day_10yr_ave!$A$5:$A$75,0),MATCH(G40,HDD_Day_10yr_ave!$C$3:$ND$3,0)):INDEX(HDD_Day_10yr_ave!$C$5:$ND$75,MATCH($B$1,HDD_Day_10yr_ave!$A$5:$A$75,0),MATCH(J40,HDD_Day_10yr_ave!$C$3:$ND$3,0)))","v":{"$error":"#N/A"}},4,1,"4_1",4,30,"4_30"]
[5,"2017-05-01","2017-05-31",{"$f":"SUM(INDEX(HDD_Day_10yr_ave!$C$5:$ND$75,MATCH($B$1,HDD_Day_10yr_ave!$A$5:$A$75,0),MATCH(G41,HDD_Day_10yr_ave!$C$3:$ND$3,0)):INDEX(HDD_Day_10yr_ave!$C$5:$ND$75,MATCH($B$1,HDD_Day_10yr_ave!$A$5:$A$75,0),MATCH(J41,HDD_Day_10yr_ave!$C$3:$ND$3,0)))","v":{"$error":"#N/A"}},5,1,"5_1",5,31,"5_31"]
[6,"2017-06-01","2017-06-30",{"$f":"SUM(INDEX(HDD_Day_10yr_ave!$C$5:$ND$75,MATCH($B$1,HDD_Day_10yr_ave!$A$5:$A$75,0),MATCH(G42,HDD_Day_10yr_ave!$C$3:$ND$3,0)):INDEX(HDD_Day_10yr_ave!$C$5:$ND$75,MATCH($B$1,HDD_Day_10yr_ave!$A$5:$A$75,0),MATCH(J42,HDD_Day_10yr_ave!$C$3:$ND$3,0)))","v":{"$error":"#N/A"}},6,1,"6_1",6,30,"6_30"]
[7,"2017-07-01","2017-07-31",{"$f":"SUM(INDEX(HDD_Day_10yr_ave!$C$5:$ND$75,MATCH($B$1,HDD_Day_10yr_ave!$A$5:$A$75,0),MATCH(G43,HDD_Day_10yr_ave!$C$3:$ND$3,0)):INDEX(HDD_Day_10yr_ave!$C$5:$ND$75,MATCH($B$1,HDD_Day_10yr_ave!$A$5:$A$75,0),MATCH(J43,HDD_Day_10yr_ave!$C$3:$ND$3,0)))","v":{"$error":"#N/A"}},7,1,"7_1",7,31,"7_31"]
[8,"2017-08-01","2017-08-31",{"$f":"SUM(INDEX(HDD_Day_10yr_ave!$C$5:$ND$75,MATCH($B$1,HDD_Day_10yr_ave!$A$5:$A$75,0),MATCH(G44,HDD_Day_10yr_ave!$C$3:$ND$3,0)):INDEX(HDD_Day_10yr_ave!$C$5:$ND$75,MATCH($B$1,HDD_Day_10yr_ave!$A$5:$A$75,0),MATCH(J44,HDD_Day_10yr_ave!$C$3:$ND$3,0)))","v":{"$error":"#N/A"}},8,1,"8_1",8,31,"8_31"]
[9,"2017-09-01","2017-09-30",{"$f":"SUM(INDEX(HDD_Day_10yr_ave!$C$5:$ND$75,MATCH($B$1,HDD_Day_10yr_ave!$A$5:$A$75,0),MATCH(G45,HDD_Day_10yr_ave!$C$3:$ND$3,0)):INDEX(HDD_Day_10yr_ave!$C$5:$ND$75,MATCH($B$1,HDD_Day_10yr_ave!$A$5:$A$75,0),MATCH(J45,HDD_Day_10yr_ave!$C$3:$ND$3,0)))","v":{"$error":"#N/A"}},9,1,"9_1",9,30,"9_30"]
[10,"2017-10-01","2017-10-31",{"$f":"SUM(INDEX(HDD_Day_10yr_ave!$C$5:$ND$75,MATCH($B$1,HDD_Day_10yr_ave!$A$5:$A$75,0),MATCH(G46,HDD_Day_10yr_ave!$C$3:$ND$3,0)):INDEX(HDD_Day_10yr_ave!$C$5:$ND$75,MATCH($B$1,HDD_Day_10yr_ave!$A$5:$A$75,0),MATCH(J46,HDD_Day_10yr_ave!$C$3:$ND$3,0)))","v":{"$error":"#N/A"}},10,1,"10_1",10,31,"10_31"]
[11,"2017-11-01","2017-11-30",{"$f":"SUM(INDEX(HDD_Day_10yr_ave!$C$5:$ND$75,MATCH($B$1,HDD_Day_10yr_ave!$A$5:$A$75,0),MATCH(G47,HDD_Day_10yr_ave!$C$3:$ND$3,0)):INDEX(HDD_Day_10yr_ave!$C$5:$ND$75,MATCH($B$1,HDD_Day_10yr_ave!$A$5:$A$75,0),MATCH(J47,HDD_Day_10yr_ave!$C$3:$ND$3,0)))","v":{"$error":"#N/A"}},11,1,"11_1",11,30,"11_30"]
[12,"2017-12-01","2017-12-31",{"$f":"SUM(INDEX(HDD_Day_10yr_ave!$C$5:$ND$75,MATCH($B$1,HDD_Day_10yr_ave!$A$5:$A$75,0),MATCH(G48,HDD_Day_10yr_ave!$C$3:$ND$3,0)):INDEX(HDD_Day_10yr_ave!$C$5:$ND$75,MATCH($B$1,HDD_Day_10yr_ave!$A$5:$A$75,0),MATCH(J48,HDD_Day_10yr_ave!$C$3:$ND$3,0)))","v":{"$error":"#N/A"}},12,1,"12_1",12,31,"12_31"]

{"sheet":"Sheet1","index":5,"n_rows":6,"n_cols":1,"rows_kept":6,"cut":false,"hidden":true,"merged":[]}
["YEAR"]
[2017]
[2018]
[2019]
[2020]
[2021]

{"sheet":"NPV","index":6,"n_rows":17,"n_cols":53,"rows_kept":17,"cut":false,"hidden":true,"merged":[]}
["TERM",20]
["DISCOUNT RATE",{"$f":"B3/100","v":0.05}]
[null,5]
[]
[]
[]
[]
[]
[]
[]
[null,"NPV","FIRST COST","ANNUAL SAVINGS"]
[null,null,0,1,2,3,4,5,6,7,8,9,10,11,12,13,14,15,16,17,18,19,20,21,22,23,24,25,26,27,28,29,30,31,32,33,34,35,36,37,38,39,40,41,42,43,44,45,46,47,48,49,50]
["ASHP",{"$f":"NPV($B$2,D13:INDEX(D13:BA13,$B$1))+C13","v":{"$error":"#REF!"}},{"$f":"#REF!","v":{"$error":"#REF!"}},{"$f":"#REF!","v":{"$error":"#REF!"}},{"$f":"$D$13","v":{"$error":"#REF!"}},{"$f":"$D$13","v":{"$error":"#REF!"}},{"$error":"#REF!"},{"$error":"#REF!"},{"$error":"#REF!"},{"$error":"#REF!"},{"$error":"#REF!"},{"$error":"#REF!"},{"$error":"#REF!"},{"$error":"#REF!"},{"$error":"#REF!"},{"$error":"#REF!"},{"$error":"#REF!"},{"$error":"#REF!"},{"$error":"#REF!"},{"$error":"#REF!"},{"$error":"#REF!"},{"$error":"#REF!"},{"$error":"#REF!"},{"$error":"#REF!"},{"$error":"#REF!"},{"$error":"#REF!"},{"$error":"#REF!"},{"$error":"#REF!"},{"$error":"#REF!"},{"$error":"#REF!"},{"$error":"#REF!"},{"$error":"#REF!"},{"$error":"#REF!"},{"$error":"#REF!"},{"$error":"#REF!"},{"$error":"#REF!"},{"$error":"#REF!"},{"$error":"#REF!"},{"$error":"#REF!"},{"$error":"#REF!"},{"$error":"#REF!"},{"$error":"#REF!"},{"$error":"#REF!"},{"$error":"#REF!"},{"$error":"#REF!"},{"$error":"#REF!"},{"$error":"#REF!"},{"$error":"#REF!"},{"$error":"#REF!"},{"$error":"#REF!"},{"$error":"#REF!"},{"$error":"#REF!"},{"$error":"#REF!"}]
["ASHP-MS",{"$f":"NPV($B$2,D14:INDEX(D14:BA14,$B$1))+C14","v":{"$error":"#REF!"}},{"$f":"#REF!","v":{"$error":"#REF!"}},{"$f":"#REF!","v":{"$error":"#REF!"}},{"$f":"$D$14","v":{"$error":"#REF!"}},{"$f":"$D$14","v":{"$error":"#REF!"}},{"$error":"#REF!"},{"$error":"#REF!"},{"$error":"#REF!"},{"$error":"#REF!"},{"$error":"#REF!"},{"$error":"#REF!"},{"$error":"#REF!"},{"$error":"#REF!"},{"$error":"#REF!"},{"$error":"#REF!"},{"$error":"#REF!"},{"$error":"#REF!"},{"$error":"#REF!"},{"$error":"#REF!"},{"$error":"#REF!"},{"$error":"#REF!"},{"$error":"#REF!"},{"$error":"#REF!"},{"$error":"#REF!"},{"$error":"#REF!"},{"$error":"#REF!"},{"$error":"#REF!"},{"$error":"#REF!"},{"$error":"#REF!"},{"$error":"#REF!"},{"$error":"#REF!"},{"$error":"#REF!"},{"$error":"#REF!"},{"$error":"#REF!"},{"$error":"#REF!"},{"$error":"#REF!"},{"$error":"#REF!"},{"$error":"#REF!"},{"$error":"#REF!"},{"$error":"#REF!"},{"$error":"#REF!"},{"$error":"#REF!"},{"$error":"#REF!"},{"$error":"#REF!"},{"$error":"#REF!"},{"$error":"#REF!"},{"$error":"#REF!"},{"$error":"#REF!"},{"$error":"#REF!"},{"$error":"#REF!"},{"$error":"#REF!"},{"$error":"#REF!"}]
["ASHP-VRF",{"$f":"NPV($B$2,D15:INDEX(D15:BA15,$B$1))+C15","v":{"$error":"#REF!"}},{"$f":"#REF!","v":{"$error":"#REF!"}},{"$f":"#REF!","v":{"$error":"#REF!"}},{"$f":"$D$15","v":{"$error":"#REF!"}},{"$f":"$D$15","v":{"$error":"#REF!"}},{"$error":"#REF!"},{"$error":"#REF!"},{"$error":"#REF!"},{"$error":"#REF!"},{"$error":"#REF!"},{"$error":"#REF!"},{"$error":"#REF!"},{"$error":"#REF!"},{"$error":"#REF!"},{"$error":"#REF!"},{"$error":"#REF!"},{"$error":"#REF!"},{"$error":"#REF!"},{"$error":"#REF!"},{"$error":"#REF!"},{"$error":"#REF!"},{"$error":"#REF!"},{"$error":"#REF!"},{"$error":"#REF!"},{"$error":"#REF!"},{"$error":"#REF!"},{"$error":"#REF!"},{"$error":"#REF!"},{"$error":"#REF!"},{"$error":"#REF!"},{"$error":"#REF!"},{"$error":"#REF!"},{"$error":"#REF!"},{"$error":"#REF!"},{"$error":"#REF!"},{"$error":"#REF!"},{"$error":"#REF!"},{"$error":"#REF!"},{"$error":"#REF!"},{"$error":"#REF!"},{"$error":"#REF!"},{"$error":"#REF!"},{"$error":"#REF!"},{"$error":"#REF!"},{"$error":"#REF!"},{"$error":"#REF!"},{"$error":"#REF!"},{"$error":"#REF!"},{"$error":"#REF!"},{"$error":"#REF!"},{"$error":"#REF!"},{"$error":"#REF!"}]
["GSHP",{"$f":"NPV($B$2,D16:INDEX(D16:BA16,$B$1))+C16","v":{"$error":"#REF!"}},{"$f":"#REF!","v":{"$error":"#REF!"}},{"$f":"#REF!","v":{"$error":"#REF!"}},{"$f":"$D$16","v":{"$error":"#REF!"}},{"$f":"$D$16","v":{"$error":"#REF!"}},{"$error":"#REF!"},{"$error":"#REF!"},{"$error":"#REF!"},{"$error":"#REF!"},{"$error":"#REF!"},{"$error":"#REF!"},{"$error":"#REF!"},{"$error":"#REF!"},{"$error":"#REF!"},{"$error":"#REF!"},{"$error":"#REF!"},{"$error":"#REF!"},{"$error":"#REF!"},{"$error":"#REF!"},{"$error":"#REF!"},{"$error":"#REF!"},{"$error":"#REF!"},{"$error":"#REF!"},{"$error":"#REF!"},{"$error":"#REF!"},{"$error":"#REF!"},{"$error":"#REF!"},{"$error":"#REF!"},{"$error":"#REF!"},{"$error":"#REF!"},{"$error":"#REF!"},{"$error":"#REF!"},{"$error":"#REF!"},{"$error":"#REF!"},{"$error":"#REF!"},{"$error":"#REF!"},{"$error":"#REF!"},{"$error":"#REF!"},{"$error":"#REF!"},{"$error":"#REF!"},{"$error":"#REF!"},{"$error":"#REF!"},{"$error":"#REF!"},{"$error":"#REF!"},{"$error":"#REF!"},{"$error":"#REF!"},{"$error":"#REF!"},{"$error":"#REF!"},{"$error":"#REF!"},{"$error":"#REF!"},{"$error":"#REF!"},{"$error":"#REF!"}]
["GSHP-VRF",{"$f":"NPV($B$2,D17:INDEX(D17:BA17,$B$1))+C17","v":{"$error":"#REF!"}},{"$f":"#REF!","v":{"$error":"#REF!"}},{"$f":"#REF!","v":{"$error":"#REF!"}},{"$f":"$D$17","v":{"$error":"#REF!"}},{"$f":"$D$17","v":{"$error":"#REF!"}},{"$error":"#REF!"},{"$error":"#REF!"},{"$error":"#REF!"},{"$error":"#REF!"},{"$error":"#REF!"},{"$error":"#REF!"},{"$error":"#REF!"},{"$error":"#REF!"},{"$error":"#REF!"},{"$error":"#REF!"},{"$error":"#REF!"},{"$error":"#REF!"},{"$error":"#REF!"},{"$error":"#REF!"},{"$error":"#REF!"},{"$error":"#REF!"},{"$error":"#REF!"},{"$error":"#REF!"},{"$error":"#REF!"},{"$error":"#REF!"},{"$error":"#REF!"},{"$error":"#REF!"},{"$error":"#REF!"},{"$error":"#REF!"},{"$error":"#REF!"},{"$error":"#REF!"},{"$error":"#REF!"},{"$error":"#REF!"},{"$error":"#REF!"},{"$error":"#REF!"},{"$error":"#REF!"},{"$error":"#REF!"},{"$error":"#REF!"},{"$error":"#REF!"},{"$error":"#REF!"},{"$error":"#REF!"},{"$error":"#REF!"},{"$error":"#REF!"},{"$error":"#REF!"},{"$error":"#REF!"},{"$error":"#REF!"},{"$error":"#REF!"},{"$error":"#REF!"},{"$error":"#REF!"},{"$error":"#REF!"},{"$error":"#REF!"},{"$error":"#REF!"}]

{"sheet":"MPN","index":7,"n_rows":1,"n_cols":1,"rows_kept":1,"cut":false,"hidden":true,"merged":[]}
[3]

{"sheet":"Date","index":8,"n_rows":12,"n_cols":11,"rows_kept":12,"cut":false,"hidden":true,"merged":[]}
[{"$f":"E1","v":"January 1, "},"January",1,null,{"$f":"CONCATENATE(B1,\" \",C1,\",\",\" \",D1)","v":"January 1, "},null,{"$f":"K1","v":"January 31, "},"January",31,null,{"$f":"CONCATENATE(H1,\" \",I1,\",\",\" \",J1)","v":"January 31, "}]
[{"$f":"E2","v":"February 1, "},"February",1,null,{"$f":"CONCATENATE(B2,\" \",C2,\",\",\" \",D2)","v":"February 1, "},null,{"$f":"K2","v":"February 28, "},"February",{"$f":"IF(OR(J2=2012,J2=2016,J2=2020,J2=2024,J2=2028),29,28)","v":28},null,{"$f":"CONCATENATE(H2,\" \",I2,\",\",\" \",J2)","v":"February 28, "}]
["March 1, ","March",1,null,"March 1, ",null,"March 31, ","March",31,null,"March 31, "]
["April 1, ","April",1,null,"April 1, ",null,"April 30, ","April",30,null,"April 30, "]
["May 1, ","May",1,null,"May 1, ",null,"May 31, ","May",31,null,"May 31, "]
["June 1, ","June",1,null,"June 1, ",null,"June 30, ","June",30,null,"June 30, "]
["July 1, ","July",1,null,"July 1, ",null,"July 31, ","July",31,null,"July 31, "]
["August 1, ","August",1,null,"August 1, ",null,"August 31, ","August",31,null,"August 31, "]
["September 1, ","September",1,null,"September 1, ",null,"September 30, ","September",30,null,"September 30, "]
["October 1, ","October",1,null,"October 1, ",null,"October 31, ","October",31,null,"October 31, "]
["November 1, ","November",1,null,"November 1, ",null,"November 30, ","November",30,null,"November 30, "]
["December 1, ","December",1,null,"December 1, ",null,"December 31, ","December",31,null,"December 31, "]

{"sheet":"HDD_Day_Actuals","index":9,"n_rows":72,"n_cols":1098,"rows_kept":72,"cut":false,"hidden":true,"merged":[]}
["LDC","CITY FOR HDD Data","2014-01-01","2014-01-02","2014-01-03","2014-01-04","2014-01-05","2014-01-06","2014-01-07","2014-01-08","2014-01-09","2014-01-10","2014-01-11","2014-01-12","2014-01-13","2014-01-14","2014-01-15","2014-01-16","2014-01-17","2014-01-18","2014-01-19","2014-01-20","2014-01-21","2014-01-22","2014-01-23","2014-01-24","2014-01-25","2014-01-26","2014-01-27","2014-01-28","2014-01-29","2014-01-30","2014-01-31","2014-02-01","2014-02-02","2014-02-03","2014-02-04","2014-02-05","2014-02-06","2014-02-07","2014-02-08","2014-02-09","2014-02-10","2014-02-11","2014-02-12","2014-02-13","2014-02-14","2014-02-15","2014-02-16","2014-02-17","2014-02-18","2014-02-19","2014-02-20","2014-02-21","2014-02-22","2014-02-23","2014-02-24","2014-02-25","2014-02-26","2014-02-27","2014-02-28","2014-03-01","2014-03-02","2014-03-03","2014-03-04","2014-03-05","2014-03-06","2014-03-07","2014-03-08","2014-03-09","2014-03-10","2014-03-11","2014-03-12","2014-03-13","2014-03-14","2014-03-15","2014-03-16","2014-03-17","2014-03-18","2014-03-19","2014-03-20","2014-03-21","2014-03-22","2014-03-23","2014-03-24","2014-03-25","2014-03-26","2014-03-27","2014-03-28","2014-03-29","2014-03-30","2014-03-31","2014-04-01","2014-04-02","2014-04-03","2014-04-04","2014-04-05","2014-04-06","2014-04-07","2014-04-08","2014-04-09","2014-04-10","2014-04-11","2014-04-12","2014-04-13","2014-04-14","2014-04-15","2014-04-16","2014-04-17","2014-04-18","2014-04-19","2014-04-20","2014-04-21","2014-04-22","2014-04-23","2014-04-24","2014-04-25","2014-04-26","2014-04-27","2014-04-28","2014-04-29","2014-04-30","2014-05-01","2014-05-02","2014-05-03","2014-05-04","2014-05-05","2014-05-06","2014-05-07","2014-05-08","2014-05-09","2014-05-10","2014-05-11","2014-05-12","2014-05-13","2014-05-14","2014-05-15","2014-05-16","2014-05-17","2014-05-18","2014-05-19","2014-05-20","2014-05-21","2014-05-22","2014-05-23","2014-05-24","2014-05-25","2014-05-26","2014-05-27","2014-05-28","2014-05-29","2014-05-30","2014-05-31","2014-06-01","2014-06-02","2014-06-03","2014-06-04","2014-06-05","2014-06-06","2014-06-07","2014-06-08","2014-06-09","2014-06-10","2014-06-11","2014-06-12","2014-06-13","2014-06-14","2014-06-15","2014-06-16","2014-06-17","2014-06-18","2014-06-19","2014-06-20","2014-06-21","2014-06-22","2014-06-23","2014-06-24","2014-06-25","2014-06-26","2014-06-27","2014-06-28","2014-06-29","2014-06-30","2014-07-01","2014-07-02","2014-07-03","2014-07-04","2014-07-05","2014-07-06","2014-07-07","2014-07-08","2014-07-09","2014-07-10","2014-07-11","2014-07-12","2014-07-13","2014-07-14","2014-07-15","2014-07-16","2014-07-17","2014-07-18","2014-07-19","2014-07-20","2014-07-21","2014-07-22","2014-07-23","2014-07-24","2014-07-25","2014-07-26","2014-07-27","2014-07-28","2014-07-29","2014-07-30","2014-07-31","2014-08-01","2014-08-02","2014-08-03","2014-08-04","2014-08-05","2014-08-06","2014-08-07","2014-08-08","2014-08-09","2014-08-10","2014-08-11","2014-08-12","2014-08-13","2014-08-14","2014-08-15","2014-08-16","2014-08-17","2014-08-18","2014-08-19","2014-08-20","2014-08-21","2014-08-22","2014-08-23","2014-08-24","2014-08-25","2014-08-26","2014-08-27","2014-08-28","2014-08-29","2014-08-30","2014-08-31","2014-09-01","2014-09-02","2014-09-03","2014-09-04","2014-09-05","2014-09-06","2014-09-07","2014-09-08","2014-09-09","2014-09-10","2014-09-11","2014-09-12","2014-09-13","2014-09-14","2014-09-15","2014-09-16","2014-09-17","2014-09-18","2014-09-19","2014-09-20","2014-09-21","2014-09-22","2014-09-23","2014-09-24","2014-09-25","2014-09-26","2014-09-27","2014-09-28","2014-09-29","2014-09-30","2014-10-01","2014-10-02","2014-10-03","2014-10-04","2014-10-05","2014-10-06","2014-10-07","2014-10-08","2014-10-09","2014-10-10","2014-10-11","2014-10-12","2014-10-13","2014-10-14","2014-10-15","2014-10-16","2014-10-17","2014-10-18","2014-10-19","2014-10-20","2014-10-21","2014-10-22","2014-10-23","2014-10-24","2014-10-25","2014-10-26","2014-10-27","2014-10-28","2014-10-29","2014-10-30","2014-10-31","2014-11-01","2014-11-02","2014-11-03","2014-11-04","2014-11-05","2014-11-06","2014-11-07","2014-11-08","2014-11-09","2014-11-10","2014-11-11","2014-11-12","2014-11-13","2014-11-14","2014-11-15","2014-11-16","2014-11-17","2014-11-18","2014-11-19","2014-11-20","2014-11-21","2014-11-22","2014-11-23","2014-11-24","2014-11-25","2014-11-26","2014-11-27","2014-11-28","2014-11-29","2014-11-30","2014-12-01","2014-12-02","2014-12-03","2014-12-04","2014-12-05","2014-12-06","2014-12-07","2014-12-08","2014-12-09","2014-12-10","2014-12-11","2014-12-12","2014-12-13","2014-12-14","2014-12-15","2014-12-16","2014-12-17","2014-12-18","2014-12-19","2014-12-20","2014-12-21","2014-12-22","2014-12-23","2014-12-24","2014-12-25","2014-12-26","2014-12-27","2014-12-28","2014-12-29","2014-12-30","2014-12-31","2015-01-01","2015-01-02","2015-01-03","2015-01-04","2015-01-05","2015-01-06","2015-01-07","2015-01-08","2015-01-09","2015-01-10","2015-01-11","2015-01-12","2015-01-13","2015-01-14","2015-01-15","2015-01-16","2015-01-17","2015-01-18","2015-01-19","2015-01-20","2015-01-21","2015-01-22","2015-01-23","2015-01-24","2015-01-25","2015-01-26","2015-01-27","2015-01-28","2015-01-29","2015-01-30","2015-01-31","2015-02-01","2015-02-02","2015-02-03","2015-02-04","2015-02-05","2015-02-06","2015-02-07","2015-02-08","2015-02-09","2015-02-10","2015-02-11","2015-02-12","2015-02-13","2015-02-14","2015-02-15","2015-02-16","2015-02-17","2015-02-18","2015-02-19","2015-02-20","2015-02-21","2015-02-22","2015-02-23","2015-02-24","2015-02-25","2015-02-26","2015-02-27","2015-02-28","2015-03-01","2015-03-02","2015-03-03","2015-03-04","2015-03-05","2015-03-06","2015-03-07","2015-03-08","2015-03-09","2015-03-10","2015-03-11","2015-03-12","2015-03-13","2015-03-14","2015-03-15","2015-03-16","2015-03-17","2015-03-18","2015-03-19","2015-03-20","2015-03-21","2015-03-22","2015-03-23","2015-03-24","2015-03-25","2015-03-26","2015-03-27","2015-03-28","2015-03-29","2015-03-30","2015-03-31","2015-04-01","2015-04-02","2015-04-03","2015-04-04","2015-04-05","2015-04-06","2015-04-07","2015-04-08","2015-04-09","2015-04-10","2015-04-11","2015-04-12","2015-04-13","2015-04-14","2015-04-15","2015-04-16","2015-04-17","2015-04-18","2015-04-19","2015-04-20","2015-04-21","2015-04-22","2015-04-23","2015-04-24","2015-04-25","2015-04-26","2015-04-27","2015-04-28","2015-04-29","2015-04-30","2015-05-01","2015-05-02","2015-05-03","2015-05-04","2015-05-05","2015-05-06","2015-05-07","2015-05-08","2015-05-09","2015-05-10","2015-05-11","2015-05-12","2015-05-13","2015-05-14","2015-05-15","2015-05-16","2015-05-17","2015-05-18","2015-05-19","2015-05-20","2015-05-21","2015-05-22","2015-05-23","2015-05-24","2015-05-25","2015-05-26","2015-05-27","2015-05-28","2015-05-29","2015-05-30","2015-05-31","2015-06-01","2015-06-02","2015-06-03","2015-06-04","2015-06-05","2015-06-06","2015-06-07","2015-06-08","2015-06-09","2015-06-10","2015-06-11","2015-06-12","2015-06-13","2015-06-14","2015-06-15","2015-06-16","2015-06-17","2015-06-18","2015-06-19","2015-06-20","2015-06-21","2015-06-22","2015-06-23","2015-06-24","2015-06-25","2015-06-26","2015-06-27","2015-06-28","2015-06-29","2015-06-30","2015-07-01","2015-07-02","2015-07-03","2015-07-04","2015-07-05","2015-07-06","2015-07-07","2015-07-08","2015-07-09","2015-07-10","2015-07-11","2015-07-12","2015-07-13","2015-07-14","2015-07-15","2015-07-16","2015-07-17","2015-07-18","2015-07-19","2015-07-20","2015-07-21","2015-07-22","2015-07-23","2015-07-24","2015-07-25","2015-07-26","2015-07-27","2015-07-28","2015-07-29","2015-07-30","2015-07-31","2015-08-01","2015-08-02","2015-08-03","2015-08-04","2015-08-05","2015-08-06","2015-08-07","2015-08-08","2015-08-09","2015-08-10","2015-08-11","2015-08-12","2015-08-13","2015-08-14","2015-08-15","2015-08-16","2015-08-17","2015-08-18","2015-08-19","2015-08-20","2015-08-21","2015-08-22","2015-08-23","2015-08-24","2015-08-25","2015-08-26","2015-08-27","2015-08-28","2015-08-29","2015-08-30","2015-08-31","2015-09-01","2015-09-02","2015-09-03","2015-09-04","2015-09-05","2015-09-06","2015-09-07","2015-09-08","2015-09-09","2015-09-10","2015-09-11","2015-09-12","2015-09-13","2015-09-14","2015-09-15","2015-09-16","2015-09-17","2015-09-18","2015-09-19","2015-09-20","2015-09-21","2015-09-22","2015-09-23","2015-09-24","2015-09-25","2015-09-26","2015-09-27","2015-09-28","2015-09-29","2015-09-30","2015-10-01","2015-10-02","2015-10-03","2015-10-04","2015-10-05","2015-10-06","2015-10-07","2015-10-08","2015-10-09","2015-10-10","2015-10-11","2015-10-12","2015-10-13","2015-10-14","2015-10-15","2015-10-16","2015-10-17","2015-10-18","2015-10-19","2015-10-20","2015-10-21","2015-10-22","2015-10-23","2015-10-24","2015-10-25","2015-10-26","2015-10-27","2015-10-28","2015-10-29","2015-10-30","2015-10-31","2015-11-01","2015-11-02","2015-11-03","2015-11-04","2015-11-05","2015-11-06","2015-11-07","2015-11-08","2015-11-09","2015-11-10","2015-11-11","2015-11-12","2015-11-13","2015-11-14","2015-11-15","2015-11-16","2015-11-17","2015-11-18","2015-11-19","2015-11-20","2015-11-21","2015-11-22","2015-11-23","2015-11-24","2015-11-25","2015-11-26","2015-11-27","2015-11-28","2015-11-29","2015-11-30","2015-12-01","2015-12-02","2015-12-03","2015-12-04","2015-12-05","2015-12-06","2015-12-07","2015-12-08","2015-12-09","2015-12-10","2015-12-11","2015-12-12","2015-12-13","2015-12-14","2015-12-15","2015-12-16","2015-12-17","2015-12-18","2015-12-19","2015-12-20","2015-12-21","2015-12-22","2015-12-23","2015-12-24","2015-12-25","2015-12-26","2015-12-27","2015-12-28","2015-12-29","2015-12-30","2015-12-31","2016-01-01","2016-01-02","2016-01-03","2016-01-04","2016-01-05","2016-01-06","2016-01-07","2016-01-08","2016-01-09","2016-01-10","2016-01-11","2016-01-12","2016-01-13","2016-01-14","2016-01-15","2016-01-16","2016-01-17","2016-01-18","2016-01-19","2016-01-20","2016-01-21","2016-01-22","2016-01-23","2016-01-24","2016-01-25","2016-01-26","2016-01-27","2016-01-28","2016-01-29","2016-01-30","2016-01-31","2016-02-01","2016-02-02","2016-02-03","2016-02-04","2016-02-05","2016-02-06","2016-02-07","2016-02-08","2016-02-09","2016-02-10","2016-02-11","2016-02-12","2016-02-13","2016-02-14","2016-02-15","2016-02-16","2016-02-17","2016-02-18","2016-02-19","2016-02-20","2016-02-21","2016-02-22","2016-02-23","2016-02-24","2016-02-25","2016-02-26","2016-02-27","2016-02-28","2016-02-29","2016-03-01","2016-03-02","2016-03-03","2016-03-04","2016-03-05","2016-03-06","2016-03-07","2016-03-08","2016-03-09","2016-03-10","2016-03-11","2016-03-12","2016-03-13","2016-03-14","2016-03-15","2016-03-16","2016-03-17","2016-03-18","2016-03-19","2016-03-20","2016-03-21","2016-03-22","2016-03-23","2016-03-24","2016-03-25","2016-03-26","2016-03-27","2016-03-28","2016-03-29","2016-03-30","2016-03-31","2016-04-01","2016-04-02","2016-04-03","2016-04-04","2016-04-05","2016-04-06","2016-04-07","2016-04-08","2016-04-09","2016-04-10","2016-04-11","2016-04-12","2016-04-13","2016-04-14","2016-04-15","2016-04-16","2016-04-17","2016-04-18","2016-04-19","2016-04-20","2016-04-21","2016-04-22","2016-04-23","2016-04-24","2016-04-25","2016-04-26","2016-04-27","2016-04-28","2016-04-29","2016-04-30","2016-05-01","2016-05-02","2016-05-03","2016-05-04","2016-05-05","2016-05-06","2016-05-07","2016-05-08","2016-05-09","2016-05-10","2016-05-11","2016-05-12","2016-05-13","2016-05-14","2016-05-15","2016-05-16","2016-05-17","2016-05-18","2016-05-19","2016-05-20","2016-05-21","2016-05-22","2016-05-23","2016-05-24","2016-05-25","2016-05-26","2016-05-27","2016-05-28","2016-05-29","2016-05-30","2016-05-31","2016-06-01","2016-06-02","2016-06-03","2016-06-04","2016-06-05","2016-06-06","2016-06-07","2016-06-08","2016-06-09","2016-06-10","2016-06-11","2016-06-12","2016-06-13","2016-06-14","2016-06-15","2016-06-16","2016-06-17","2016-06-18","2016-06-19","2016-06-20","2016-06-21","2016-06-22","2016-06-23","2016-06-24","2016-06-25","2016-06-26","2016-06-27","2016-06-28","2016-06-29","2016-06-30","2016-07-01","2016-07-02","2016-07-03","2016-07-04","2016-07-05","2016-07-06","2016-07-07","2016-07-08","2016-07-09","2016-07-10","2016-07-11","2016-07-12","2016-07-13","2016-07-14","2016-07-15","2016-07-16","2016-07-17","2016-07-18","2016-07-19","2016-07-20","2016-07-21","2016-07-22","2016-07-23","2016-07-24","2016-07-25","2016-07-26","2016-07-27","2016-07-28","2016-07-29","2016-07-30","2016-07-31","2016-08-01","2016-08-02","2016-08-03","2016-08-04","2016-08-05","2016-08-06","2016-08-07","2016-08-08","2016-08-09","2016-08-10","2016-08-11","2016-08-12","2016-08-13","2016-08-14","2016-08-15","2016-08-16","2016-08-17","2016-08-18","2016-08-19","2016-08-20","2016-08-21","2016-08-22","2016-08-23","2016-08-24","2016-08-25","2016-08-26","2016-08-27","2016-08-28","2016-08-29","2016-08-30","2016-08-31","2016-09-01","2016-09-02","2016-09-03","2016-09-04","2016-09-05","2016-09-06","2016-09-07","2016-09-08","2016-09-09","2016-09-10","2016-09-11","2016-09-12","2016-09-13","2016-09-14","2016-09-15","2016-09-16","2016-09-17","2016-09-18","2016-09-19","2016-09-20","2016-09-21","2016-09-22","2016-09-23","2016-09-24","2016-09-25","2016-09-26","2016-09-27","2016-09-28","2016-09-29","2016-09-30","2016-10-01","2016-10-02","2016-10-03","2016-10-04","2016-10-05","2016-10-06","2016-10-07","2016-10-08","2016-10-09","2016-10-10","2016-10-11","2016-10-12","2016-10-13","2016-10-14","2016-10-15","2016-10-16","2016-10-17","2016-10-18","2016-10-19","2016-10-20","2016-10-21","2016-10-22","2016-10-23","2016-10-24","2016-10-25","2016-10-26","2016-10-27","2016-10-28","2016-10-29","2016-10-30","2016-10-31","2016-11-01","2016-11-02","2016-11-03","2016-11-04","2016-11-05","2016-11-06","2016-11-07","2016-11-08","2016-11-09","2016-11-10","2016-11-11","2016-11-12","2016-11-13","2016-11-14","2016-11-15","2016-11-16","2016-11-17","2016-11-18","2016-11-19","2016-11-20","2016-11-21","2016-11-22","2016-11-23","2016-11-24","2016-11-25","2016-11-26","2016-11-27","2016-11-28","2016-11-29","2016-11-30","2016-12-01","2016-12-02","2016-12-03","2016-12-04","2016-12-05","2016-12-06","2016-12-07","2016-12-08","2016-12-09","2016-12-10","2016-12-11","2016-12-12","2016-12-13","2016-12-14","2016-12-15","2016-12-16","2016-12-17","2016-12-18","2016-12-19","2016-12-20","2016-12-21","2016-12-22","2016-12-23","2016-12-24","2016-12-25","2016-12-26","2016-12-27","2016-12-28","2016-12-29","2016-12-30","2016-12-31"]
["Algoma Power (Algoma )","Sault Ste Marie",39.85,43.1,38.5,24.15,28.3,35.25,36.299999999999997,32.25,32.15,22.4,17.600000000000001,18.75,17.809999999999999,22.69,28.6,24.35,24.35,32.799999999999997,29.3,40.299999999999997,42.9,35.6,40.950000000000003,37.14,32.200000000000003,39.549999999999997,39.5,38.200000000000003,31.2,23.95,29.7,29.1,35.75,35.89,31.85,34.450000000000003,34.39,34.1,33.65,36.14,36.549999999999997,35,29.9,29.55,29.8,37.450000000000003,37.049999999999997,34.700000000000003,28,23.3,22.1,21.3,26.5,28.6,32.35,33.39,36.700000000000003,42.5,41.4,35.6,41.95,39.049999999999997,31.55,35.799999999999997,32.950000000000003,26.05,31.15,30.25,19.600000000000001,21.2,31.1,33.799999999999997,18.89,27.5,37.35,33.700000000000003,23.19,19.399999999999999,26.9,26.25,27.7,33.700000000000003,34.700000000000003,35.39,33.5,21.35,21.2,23.65,23.09,16.96,19.75,23.05,23.19,19.75,23.55,17.41,12.3,17.16,15.8,13.05,15.26,16.8,15.45,20,28.05,25.05,17.36,18.3,17,15.9,12.25,16.350000000000001,17,14.25,13.95,16.25,14,9.9499999999999993,11.35,11.95,13.45,14.05,12.309999999999999,14.5,14.55,12.05,9.1999999999999993,7.9,6.15,12.05,7.8000000000000007,7.8100000000000005,9.6,11.6,14.45,15.5,13.2,8.5,5,9.15,6,12,8,3.25,1.1999999999999993,0.75,6.3599999999999994,6.9,3.25,2,0,0,0.60999999999999943,6.9499999999999993,7.0500000000000007,7.3000000000000007,4.1500000000000004,1.75,5.85,4.75,3.8000000000000007,4.3000000000000007,2.1500000000000004,10.199999999999999,6.6099999999999994,3.0999999999999996,0.25,3.4499999999999993,3.5,3.5999999999999996,7.6999999999999993,0.60999999999999943,5.0000000000000711E-2,0,1.8599999999999994,4.5,1.6999999999999993,1.75,0,0,0,0,5.6099999999999994,6.6,3,3.8499999999999996,0,0,7.1,5,4.5500000000000007,3.0500000000000007,0,5.25,4,5.0500000000000007,3.5,1.4499999999999993,1.0500000000000007,0.19999999999999929,0,0,0,2.6500000000000004,4.3599999999999994,2.0999999999999996,0.55000000000000071,1.9499999999999993,5.4499999999999993,4.0500000000000007,4.9000000000000004,3.5,2.9499999999999993,1.8999999999999986,0,1.9499999999999993,2.9499999999999993,2.25,0.39999999999999858,0.60000000000000142,0,0,0,3,4.25,7.1999999999999993,1.6099999999999994,2.8000000000000007,4.0500000000000007,4.1500000000000004,2.3499999999999996,1.3999999999999986,0.80000000000000071,0,0,0,0,2,6,4.9000000000000004,6.0500000000000007,0,0.35999999999999943,5.0000000000000711E-2,2.9499999999999993,1.25,0,2.3000000000000007,5.0999999999999996,4.3499999999999996,1.8999999999999986,0.14999999999999858,5.9499999999999993,11.1,11.5,10.25,8.56,8.1999999999999993,6.3000000000000007,7.9499999999999993,12.2,7.4499999999999993,2.9499999999999993,8.36,8.85,4.6999999999999993,3.9499999999999993,2.8499999999999996,3.1099999999999994,1.1999999999999993,0,6.6999999999999993,8.81,5.65,8.8000000000000007,5.1999999999999993,9.25,12.9,9.56,8,12.15,11,11.1,13.75,11.65,7.8100000000000005,5.9,7.1,6.1999999999999993,10.5,15.75,14.65,10.15,13.5,15,13.75,9.1999999999999993,7,15.46,15.85,9.31,12.91,13.41,19.149999999999999,20.9,16.309999999999999,11.9,11.15,14.45,17.5,19.95,17.11,17.7,20.55,20.85,21.95,22.4,23.25,22.4,22.05,23.65,25.8,26.939999999999998,24.9,22.84,16.350000000000001,14.7,16.55,21.8,24.9,28.5,30.1,19.29,19.04,26.25,26.439999999999998,22.59,26,21,23.8,22.65,17.899999999999999,26,30.64,23.4,17.559999999999999,17.25,15.3,15.8,16.7,23.75,29,28.5,28.15,20.399999999999999,17.5,17.75,16.8,16.5,17.149999999999999,18.149999999999999,22.2,26.25,29,30.75,26.25,30.25,21.95,27.85,35.14,32.549999999999997,36.700000000000003,31.14,32.25,34.700000000000003,31.6,33.5,32.85,27.15,23.45,34.049999999999997,27.45,20.04,34.1,35.950000000000003,34.049999999999997,26.4,19.45,25.3,37.75,35.1,32.9,31.2,26.9,34.89,29.7,39.4,39.4,27.4,31.4,37.5,27.4,28.85,31.05,37.14,31.64,28.2,40.799999999999997,36.64,37.950000000000003,45.54,39,34.700000000000003,38.299999999999997,46,41.5,30.2,39.299999999999997,41.45,29.64,40.450000000000003,42.05,37.1,34.6,29.6,32.39,30.85,32.299999999999997,39.700000000000003,33.75,27.05,28.6,24.5,14.3,19.5,21.75,18.850000000000001,17.600000000000001,17.399999999999999,15.55,23.85,26.65,25,18.440000000000001,26.45,32.049999999999997,30.14,25.69,20.7,23,32.65,27.95,22.84,23.2,23.55,16.149999999999999,13.3,19.600000000000001,24.15,24.4,21.45,18.04,16.2,16.91,16.55,14.15,10.5,13.6,12.5,13.1,11.85,12.91,14.5,12,13.05,15.46,19.5,19.100000000000001,20.100000000000001,16.66,16.5,13.61,12.35,13.7,12.85,8.7100000000000009,5.4,3.1500000000000004,10.55,7.8100000000000005,7.3000000000000007,0,2.9000000000000004,11.9,8.81,8.4499999999999993,11.9,12.95,9.25,8.9499999999999993,8.15,4.0500000000000007,4.5,15.15,12.2,12.3,16.559999999999999,9.56,4.0999999999999996,4.4000000000000004,0,7.1,2.3000000000000007,2.1999999999999993,11.35,11.65,8.4,7.15,4.4499999999999993,4.5999999999999996,6.5500000000000007,8.15,8.15,5.5500000000000007,4.8499999999999996,7,7.1999999999999993,4.5500000000000007,2.8000000000000007,1.8999999999999986,2.0500000000000007,6.5500000000000007,2.6099999999999994,6.9,6.15,3.0500000000000007,5.1099999999999994,3.1999999999999993,8.06,5.85,2,2.5,4.0500000000000007,0,0.44999999999999929,2.8499999999999996,6.15,5.4,1.6999999999999993,4.9000000000000004,1,0,5.0500000000000007,2.9000000000000004,2.4000000000000004,0.10999999999999943,0,0,0,2.6099999999999994,5.1999999999999993,2.3599999999999994,0.80000000000000071,0,0.44999999999999929,0,3.0500000000000007,3.3000000000000007,1.9499999999999993,0,5.0000000000000711E-2,0,0,0,0,0.89999999999999858,2.75,2.6500000000000004,0.94999999999999929,2.5500000000000007,2.25,3.5500000000000007,2.6999999999999993,2.3499999999999996,0,0,0,1.25,0,0,0,0,0,0,0,0,0,0,0,0,4.1500000000000004,5.4499999999999993,4.9000000000000004,3.3000000000000007,1.75,0.25,0,0,0,0,0,0,0,0,0,0,0,2.1500000000000004,7.4,8.31,7.9600000000000009,3.5,0,0,0,2.5999999999999996,6.4,3.3499999999999996,4.75,1.8000000000000007,4.5500000000000007,2.5999999999999996,0.30000000000000071,1.0500000000000007,0.35999999999999943,0,9.15,9.6999999999999993,9.81,9.15,10.15,8.1999999999999993,6.4,6.4,10.5,10.7,8.4499999999999993,10.95,2.3499999999999996,3.25,9.1,8.65,9.5,15.2,18.100000000000001,16.71,9.8000000000000007,11.15,10.15,14.41,16.600000000000001,7.65,15.25,16.25,9.9499999999999993,9,13,14.9,10.25,8.85,9.1,9.5,5.4499999999999993,4.8599999999999994,7.65,13.16,11.65,11.65,14.9,10.9,12.25,16.3,15.45,13.25,12.95,10.809999999999999,7.6999999999999993,12.65,16.95,20.440000000000001,25.75,20.59,17.7,13.75,13.5,20.5,20.25,18.45,16.649999999999999,15.35,17,16.05,16.45,15.2,15.41,17,14.66,13.3,11.35,13.8,15.3,13.2,12.05,18.8,16.399999999999999,17.16,22.4,23.9,18.440000000000001,16.75,17.75,11.5,12.4,17.36,18.09,24.05,28.85,26.189999999999998,23.9,21.5,22.45,20.04,25.4,35.450000000000003,24.85,17.7,17.399999999999999,16.55,18.95,26.189999999999998,29,32.700000000000003,34.549999999999997,30.6,28.6,29.95,32.700000000000003,36.14,28.6,28.95,26.4,23.6,24.35,20.65,20.100000000000001,23.8,24.2,24.9,33.65,19.2,16.05,19.899999999999999,20.2,24.85,29.7,24.65,21.75,19.14,18.440000000000001,26.4,34.5,33.700000000000003,35,39.799999999999997,35.89,29.55,22.55,29.9,28.05,17.899999999999999,16.75,24,25.15,20.29,17.850000000000001,23.35,26.439999999999998,16.71,24.4,23.9,27.9,31.95,31.8,25.45,21.85,20.6,14.8,13,14.3,18.600000000000001,15.16,12.95,15.75,16.05,13.2,15.6,15.8,19.899999999999999,22,21.5,19.350000000000001,19.600000000000001,20.350000000000001,21.7,23.05,16.21,15.25,17.21,17,15,15.96,18.89,23.9,26.15,26.55,23.75,18.34,21.9,24.75,27.1,22.59,17.11,20.350000000000001,17.010000000000002,12.2,10.5,6.3000000000000007,5.6999999999999993,11.95,13.45,10.809999999999999,12.059999999999999,14.7,14.16,14.25,16.100000000000001,14.76,17.309999999999999,13.7,12.6,10.8,8.6999999999999993,10.7,11,11.6,11.15,6.6999999999999993,10.7,13.5,12.6,9.6999999999999993,7.25,8.6,10.8,14.9,16.510000000000002,14.3,11.45,9.31,7.75,5.4499999999999993,6.15,6.8000000000000007,3.8499999999999996,1.8999999999999986,1.6099999999999994,1.6099999999999994,0,0,0,3.1500000000000004,3.9000000000000004,4.5,5.6,4.9000000000000004,3.3599999999999994,6.1,6.6999999999999993,9.75,9.9499999999999993,6,5.9499999999999993,1.1499999999999986,8.1999999999999993,6.0500000000000007,3.25,3.5,0.80000000000000071,1.8000000000000007,0,0,0,4.6500000000000004,6.9499999999999993,4.8000000000000007,0,0,0,3.0500000000000007,4.5,2.6999999999999993,3.1500000000000004,3.6500000000000004,3.9000000000000004,2.1999999999999993,0.60999999999999943,0,0,0.19999999999999929,0,0,0,0,0,0,0.60999999999999943,5.8000000000000007,4.5,0.55000000000000071,2,2.0500000000000007,0,0,0,0,0,0.80000000000000071,0,0,0,0.39999999999999858,0.10999999999999943,0,0,0,0,0,0,0,1.3000000000000007,0.5,0,0,0,0,0.5,0,0,0,0,0,0,0,1.6099999999999994,2,0,1,0,1.6099999999999994,3.3599999999999994,1.6499999999999986,1.3500000000000014,0,2.4499999999999993,2.4000000000000004,4.25,3.0500000000000007,0.5,0,0,0,0,1.5,0.89999999999999858,3.25,0.30000000000000071,2.6500000000000004,6,4.6500000000000004,2.8499999999999996,0,1.4600000000000009,0,0,0.85999999999999943,2.5,4.5,6.5500000000000007,3.4000000000000004,4,6.15,3.5500000000000007,1.25,0.64999999999999858,2.6500000000000004,6.4499999999999993,5.5500000000000007,2.5,0.30000000000000071,3.9499999999999993,3.3000000000000007,9.6,14.41,9.86,4.8000000000000007,6.1099999999999994,14.26,12.65,4.4499999999999993,7.9,4.6500000000000004,5.75,7.9,9.15,12.8,13.91,12.25,11.85,16.55,17.66,16.149999999999999,15.05,10.6,13.8,11.55,5,10.95,12.6,9.15,10.9,9.35,7.9,10.6,14.7,8.81,14.45,11.8,8.9,11.6,10.85,13.7,10.35,6.15,15.96,22.4,21.95,25.35,21.4,17.850000000000001,16.350000000000001,17.05,15.91,12.35,13.86,12.8,16.96,15.75,17.25,18.399999999999999,16.899999999999999,15.71,20.29,23.75,27.35,29,29.3,22.3,26.8,31.55,29.9,28.1,29.1,34.049999999999997,29.5,18.39,17.71,21.3,19.850000000000001,18.8,25.7,16.8,23.4,22.35,19.649999999999999,23.2,23.9]
["Atikokan Hydro Inc. (Atikokan)","Atikokan",50.1,49.05,41.15,38.1,50.35,50.5,46.6,45.6,38.75,24.75,24.3,22.25,24.45,37.35,39.15,30.85,38.950000000000003,35.25,31.95,44.9,46.55,43.5,46.6,29.14,40.35,40.79,45.65,44.15,37.299999999999997,36.450000000000003,40.450000000000003,39,42.3,34.950000000000003,40.5,40.049999999999997,39.65,39.049999999999997,40.75,44.35,40.9,39.450000000000003,32.75,35.950000000000003,39.700000000000003,36.14,40.79,28.5,21.05,22.8,20.95,27.85,33.299999999999997,34.049999999999997,35,40.299999999999997,39.25,48.25,43.4,49.5,43.75,44.1,37.85,39.450000000000003,24.35,24.94,34.049999999999997,23.25,17.41,26.75,35.5,19.850000000000001,22.8,36.64,36,26.25,22.7,20.55,21,23.6,35.200000000000003,37.85,36.6,34.64,33.049999999999997,27.39,30.05,28.05,12.1,22.09,32.75,29.8,23.94,22.2,21.9,14.25,14.3,16.46,12.75,16.399999999999999,17.2,17.55,18.79,24.5,27.1,25.1,23.55,22.15,15.8,13.86,13.66,15.1,14.25,14.9,16.260000000000002,14.3,14.95,12.45,13.6,15.1,15.05,12.65,13.75,15.05,14.2,14.2,8.1,11.95,13.45,7.4,7.1099999999999994,10.7,12.4,14.5,14.55,14.4,11.35,7.9,5.9,3.3000000000000007,7.9,6.6,5.0500000000000007,5.0000000000000711E-2,0,0.44999999999999929,2.1500000000000004,0.94999999999999929,0,0,0,0.19999999999999929,5.25,2.8000000000000007,2.0999999999999996,0.80000000000000071,0,5.0999999999999996,5.9499999999999993,4.8000000000000007,2.3000000000000007,1.8999999999999986,7.25,6.3000000000000007,5.6999999999999993,7.4499999999999993,5.0000000000000711E-2,1.8599999999999994,2,1.25,3.8000000000000007,3.1999999999999993,0,0,3.75,2.6999999999999993,2.6500000000000004,0,0,0,0,4.6099999999999994,3.6999999999999993,3.8000000000000007,2.1999999999999993,0,0,0,4.5,3.1999999999999993,1.5500000000000007,0,1.3999999999999986,4.5,3.9499999999999993,3.1500000000000004,3.1500000000000004,1.6499999999999986,0,0.14999999999999858,0,0,0,1.9600000000000009,2.5,1,0,1.6499999999999986,1.0500000000000007,1.1499999999999986,1.75,2.1999999999999993,1.6099999999999994,2.1999999999999993,1.3999999999999986,1.3000000000000007,1.9499999999999993,0.14999999999999858,0,0,0,0,2.6500000000000004,2.1999999999999993,4.6500000000000004,5.25,0,3.5,5.4,4,1.8599999999999994,0,1.0500000000000007,0,0,0,0.30000000000000071,4.5999999999999996,4.4000000000000004,3.8000000000000007,1.6099999999999994,2.9499999999999993,3.1999999999999993,2.9499999999999993,2.9499999999999993,1.9499999999999993,1.1099999999999994,5,4.0999999999999996,2.1999999999999993,0,6.6099999999999994,10.309999999999999,12,12.2,10.6,7.9499999999999993,9.6,7.9,11.559999999999999,12.2,6.1,4.8599999999999994,6.9499999999999993,18,18,18,2.4499999999999993,0.64999999999999858,0,6.35,13.41,8.56,10.050000000000001,5.75,10.559999999999999,14.8,14.85,15.9,15.9,15.05,13.05,13.3,12.95,7.25,11.2,10.6,10.95,9.9600000000000009,13.8,15.75,12.65,11.65,13.8,9.85,8.36,5,11.7,14.6,10.95,14.65,16.05,18.39,21.05,21.64,15.4,14.91,15.6,17.149999999999999,18.25,18.55,20.95,24.35,23.9,25.65,23.4,29.9,30.6,30.15,32.299999999999997,31.45,32.200000000000003,30.1,35.6,30,19.05,17.2,24.3,31.64,35.200000000000003,39.700000000000003,32.450000000000003,25.35,33.65,38.39,32.6,35.950000000000003,32.1,26.65,32.200000000000003,20.9,24.15,28.55,24.15,23,21.34,18.850000000000001,18.05,21.35,27.189999999999998,32.700000000000003,34.950000000000003,25.05,21,19.2,17.600000000000001,17.3,18.149999999999999,19.75,23.8,29.75,35.85,41.45,41.79,35,34.85,35.35,36.25,46.55,44.45,40.450000000000003,44.25,36.64,40.15,42.35,43.55,44.45,40.299999999999997,27.35,32.5,40.1,22.59,32.35,34.200000000000003,25.05,27.9,30.8,18,27.1,35,24.75,22.75,20.149999999999999,28,36.25,38.700000000000003,44.35,42.4,41.6,43.95,38,32.85,33.85,35.75,33.85,28.25,33.5,43.65,34.549999999999997,45.05,42.45,38.14,43.65,48.1,45.85,37.549999999999997,41.4,45.5,38.85,35.200000000000003,43.5,43.9,38.85,34.75,27.85,32.549999999999997,30.1,41.7,40.5,26,28.1,23.5,16.96,15.66,18.64,15.2,18.45,15.96,13,16.5,20.95,23.55,21.65,21.05,27.8,27.04,21.740000000000002,17.2,21,28.75,28.25,23.75,15.65,16.46,17.809999999999999,14.7,14.65,23.94,24.45,25.1,22.4,20.190000000000001,18.39,16.75,17.16,12.5,4.0500000000000007,12.65,12.55,8.8000000000000007,9.81,9.9499999999999993,12.5,14.41,16.45,20.100000000000001,20.5,20.25,18,12.8,13.35,10.6,10.45,11.35,10.6,6.5,5.4499999999999993,4.5,10.059999999999999,7.65,6.4499999999999993,1.75,11,11.059999999999999,11.15,15.3,15.75,13.66,6.65,10.050000000000001,6.1999999999999993,6.9499999999999993,15.9,12.1,9.86,9.65,8.15,1.8000000000000007,2.1099999999999994,2.9000000000000004,1.4600000000000009,1.8999999999999986,3.0500000000000007,7.65,11.65,10.35,8.3000000000000007,3.25,2.4000000000000004,3.75,4.25,4.75,2.1500000000000004,1.0500000000000007,1.3000000000000007,3.25,2.25,0.5,0.19999999999999929,0.30000000000000071,5.9499999999999993,6.65,4.1999999999999993,5.6,5.65,4.5,1.8999999999999986,2.1999999999999993,1.5,0.69999999999999929,0.35999999999999943,0,0,0.30000000000000071,0.64999999999999858,3,3.0500000000000007,1.1099999999999994,0,0.60999999999999943,0,3.5,2.5,4.1999999999999993,1.3599999999999994,0,0,0,0,0.10999999999999943,1.0500000000000007,0,0,0,0,0.44999999999999929,1.8599999999999994,1.75,0,0,0,0,0,0,0,0,1.25,0.30000000000000071,0,1.9499999999999993,5.25,4.3000000000000007,1.5500000000000007,0.94999999999999929,0,0,1.25,2.1099999999999994,0,0,0,0,0,3.4499999999999993,4.3599999999999994,6.3599999999999994,6.25,2.1500000000000004,0,3.75,9.15,5.8599999999999994,5.8000000000000007,4.1999999999999993,0.55000000000000071,0,0,0,0,0.35999999999999943,0,0,0,0,0.19999999999999929,3.75,6.3000000000000007,9,8.56,7.9600000000000009,1.8599999999999994,1.6099999999999994,0,0,0.94999999999999929,5.65,6.1,3.8000000000000007,0,4.8599999999999994,7,6.8000000000000007,4,0.21000000000000085,0,7.15,12.4,10.25,9.8000000000000007,11.85,11.4,11.6,8.1999999999999993,9.85,14.01,12.95,12.1,6.1999999999999993,2.0999999999999996,5.5500000000000007,14.65,11.05,14.05,17.95,19.75,15.35,7.5500000000000007,13.2,14.2,12.55,13.05,11.309999999999999,17.309999999999999,15.85,15.5,13.25,15.45,15.2,12.1,13.5,15.55,11.35,8.4,9.85,15.3,18.25,12.05,12.2,11.35,11.5,15.75,22.3,19.100000000000001,15,13.35,9.65,10.95,19.55,24.15,27.55,26.439999999999998,20.25,18.55,17.7,24.25,27.35,24.2,24.05,21.59,17.95,19.899999999999999,20.6,19.55,13.5,18.5,18.100000000000001,16.100000000000001,18.190000000000001,17.600000000000001,20.350000000000001,19.149999999999999,18.899999999999999,22.65,24.94,20.95,25.6,30.5,30.15,25.5,27,21.55,17.2,26.7,30.15,28.15,34.700000000000003,34.049999999999997,31.6,31.8,31.2,26.5,28.15,23.25,26.1,23.09,22.45,22.34,25,34.89,42.2,43.85,42,42.1,39.299999999999997,30.45,38.85,43.45,40.950000000000003,36.54,38.5,28.8,30.6,25.2,24.35,22.5,25.45,24.75,33.85,32.200000000000003,17.649999999999999,25.15,30.2,31.75,33,33.6,34.200000000000003,24.7,24.2,32.450000000000003,36.5,42.75,38.9,39.25,42.35,37.35,24.9,32.85,36.85,22.75,17.510000000000002,19.600000000000001,32.35,33.799999999999997,19.899999999999999,26.15,28.45,23.6,19.7,27.3,32.85,36.89,35.700000000000003,33.35,30.95,25.85,14.76,17.75,14.85,19,20.399999999999999,15.1,12.4,9.6,12.45,14.25,18.440000000000001,23.85,25.85,26.15,23.35,24.25,22.75,25.54,23.65,19.25,20.5,19.04,15.2,14.5,12.35,15.35,22.05,26.25,25.55,28.7,22.5,17.5,19.850000000000001,27.5,27.35,19.600000000000001,21.7,21.5,15.6,10.4,6.35,2.25,8,13.809999999999999,10.51,9.4600000000000009,14.4,16.059999999999999,12.35,12,15.8,13.25,13.7,12.75,13.3,13.16,11.8,9.9499999999999993,7.9,10.1,3.4000000000000004,0.30000000000000071,10.55,10.15,7.4,6.0500000000000007,4.5,8.15,16.46,17.86,15.6,11.7,10.1,7.5,6.0500000000000007,3.6099999999999994,1.6999999999999993,1.1099999999999994,0,1.25,4.5500000000000007,1.25,3.0500000000000007,3.4000000000000004,3.9000000000000004,2.4499999999999993,8.4,4,6.5,4,6.35,4.5,7.25,9.15,8.7100000000000009,3.25,0,4.8499999999999996,7.35,3.8000000000000007,4.1999999999999993,4.25,0,0.94999999999999929,0,0,3.3599999999999994,4.3000000000000007,5.9499999999999993,1.8599999999999994,0,0,0.44999999999999929,5.4499999999999993,4.4000000000000004,0.96000000000000085,7.3000000000000007,4.3499999999999996,2.3000000000000007,0.80000000000000071,0,0,0,0.75,0,0,0,0,0,0,3.4000000000000004,2.9000000000000004,2.4000000000000004,0,2.3000000000000007,1.1499999999999986,0,0,0,0,0,0,0,0,1.0500000000000007,0.55000000000000071,0,0,0,0,0,0,0,0.75,1.25,0.19999999999999929,0,1.8999999999999986,0.30000000000000071,0,0,0,0,0,0,0,0.10999999999999943,3.4499999999999993,4.9499999999999993,0,0,0,3.1999999999999993,2,1.1999999999999993,0.85999999999999943,0,1.8599999999999994,3.0999999999999996,5.4,3.0500000000000007,0.69999999999999929,0,0,0.35999999999999943,2.6099999999999994,3.5,2.6500000000000004,4.9499999999999993,3.3000000000000007,3.0500000000000007,6.15,8.56,6.15,0.85999999999999943,2.5500000000000007,1.6499999999999986,2.6999999999999993,5.1099999999999994,6.6,5.9499999999999993,8.5500000000000007,2.8000000000000007,2.1500000000000004,7.9,8.81,6.6099999999999994,6.75,7.5500000000000007,6.3000000000000007,3.3000000000000007,5.3000000000000007,3.25,4.1500000000000004,9.81,14.7,15.35,14.75,4.1500000000000004,7.5,14.55,13.15,8.85,5.6,12.5,9.56,12.15,14.7,13.35,13,12.6,14.91,15.3,16.7,14.7,12.6,11,12.75,14.91,11.15,12.75,16.010000000000002,15.71,11.35,10.15,8.06,5.65,12.95,12.1,7.3000000000000007,18.45,13.35,11.45,14.8,15.66,18.350000000000001,15.81,20.149999999999999,25.15,28,27.14,25.2,18.45,19.8,18.149999999999999,18.149999999999999,18.09,15.25,17.100000000000001,18.5,21.4,22.5,22.4,20.399999999999999,19.350000000000001,21.95,24.19,26.14,30.85,38.65,38.65,36.049999999999997,38.54,37.89,38.950000000000003,37.14,42.65,44,32.1,21.3,27.55,21.95,25.1,26.85,28.189999999999998,23.5,35.299999999999997,31.55,24.35,31,30.6]
["Bluewater Power Distribution Corporation (Sarnia, Point Edward, Petrolia, Alvinston, Oil Springs and Watford)","Sarnia",28.45,29.85,32.64,24.4,20.04,32.1,39.200000000000003,31,31.75,18.55,14.95,16.350000000000001,14.55,17.350000000000001,21.8,22.94,21.5,27.5,24.19,25.1,31.95,34.049999999999997,31.5,32,28.1,29.6,31.65,35.25,31.25,25.94,20.95,20.2,25.35,30.75,30.75,26.89,30.8,32.64,33.15,31.5,30.45,34.35,35.200000000000003,25.5,22.59,29.5,31.55,32.5,20.8,17.71,16.8,15.2,17.260000000000002,21.55,25.9,26.55,30.55,32.700000000000003,33.700000000000003,25.85,33.85,35.5,31.6,29.5,28.6,22.19,22.05,24.19,13.6,14.1,23.44,27.6,15.56,19.2,27.35,26.25,18.79,13.85,16.95,17.95,19.850000000000001,25.25,23,23.65,26.05,17.25,13.35,18.09,18.09,14.15,9.15,16.149999999999999,16.46,12,15.9,13.91,15.8,10,11.65,5.9499999999999993,8.85,7.35,3.5500000000000007,8.81,20.75,19,11.2,14.05,14.8,8.06,2.5500000000000007,9.9,16.46,14.35,11.2,13.45,14.5,8.56,4.9499999999999993,7,7.8100000000000005,8.1,8.56,11.65,13,12.25,8.5,0.5,0,3.3000000000000007,3.4499999999999993,0,0,6.6999999999999993,5.8000000000000007,12.65,9.1,6.5,2.3599999999999994,3.3499999999999996,1.6099999999999994,6.5500000000000007,8.25,6.8000000000000007,0.30000000000000071,0,0,6.5500000000000007,6,2.6099999999999994,1.6099999999999994,0,0,0,3.1500000000000004,5.1999999999999993,2.5500000000000007,1.1999999999999993,4.0500000000000007,3.6999999999999993,3.4499999999999993,0,0,2.3000000000000007,5.85,1.75,0,0,0,2.5999999999999996,1.6499999999999986,0,0,0,0,2.0999999999999996,5.0000000000000711E-2,0,0,0,0,0,0,3.1500000000000004,1.8999999999999986,0,0,0,0,0.80000000000000071,1,0,0,0,0,0,3.5500000000000007,0.10999999999999943,0,0,0,0,0,0,1.5500000000000007,0.55000000000000071,0,0,2.1500000000000004,1.1999999999999993,0.75,0,0,0,0,0,0,0,0.39999999999999858,0.94999999999999929,0.44999999999999929,0,0,0,0.64999999999999858,2.8499999999999996,2.0999999999999996,0.5,0.5,0.69999999999999929,0,0,0,0,0,0,0,0,0,1.0500000000000007,5.0000000000000711E-2,0,0,0,0,0,0,0,1.8000000000000007,1.25,1.25,0,0,0.85999999999999943,5.5500000000000007,7.9499999999999993,8.15,6.3000000000000007,4.6500000000000004,5.6,7.0500000000000007,6.4499999999999993,0.35999999999999943,2.5999999999999996,6.5,4.0500000000000007,2.1500000000000004,1.5500000000000007,2.9000000000000004,2.8599999999999994,2.6999999999999993,1.25,4.1099999999999994,2.5,5.0000000000000711E-2,1.8999999999999986,10,9.35,5.0500000000000007,6.8000000000000007,7,8.85,10.25,11.1,9.6999999999999993,2.75,0,2.8499999999999996,5.0999999999999996,5.6099999999999994,10.75,11.2,8,9.06,9.6999999999999993,11.25,9.4600000000000009,4.6999999999999993,9.65,7.9,3.6999999999999993,9.65,11,12.8,14.8,13.95,9.25,8.1999999999999993,10.45,11.15,15.71,14.6,14.4,9.4,7.75,16.260000000000002,19.55,19.54,19.55,18,21.95,25.4,23.9,25.35,26.189999999999998,18,10.25,9.9499999999999993,17.149999999999999,17.809999999999999,20.5,22.9,15.16,10.050000000000001,19.5,22.15,17.61,20.9,17.7,15.41,19.899999999999999,16.2,15.2,18.440000000000001,18.8,18.8,15.45,13.1,12.4,12.25,17.059999999999999,19.8,20.190000000000001,20.6,19.399999999999999,18.2,13.5,11.55,15.3,14.2,11.9,17.3,21.5,25.6,25.85,22.59,20.5,20.5,21.75,30.15,28.85,30.8,30.8,29.75,31.25,23.2,23.2,33.1,33.85,26.5,25.3,21.8,16,19.7,22.45,24.35,23.05,22.64,20.8,24.35,27.64,27.189999999999998,26.75,20.05,27.75,25.9,24.5,30.45,28.1,24.65,32.4,25.5,19.29,21.45,26.439999999999998,26.9,23.45,29.15,31.1,31,39.35,39.25,31.45,32.549999999999997,37.39,35.79,27,30.14,36.14,30.75,29.3,32,33.299999999999997,31.7,25.45,25.15,21.75,23.4,32.299999999999997,30.6,20.5,17.260000000000002,17.36,16.7,14.8,18.190000000000001,15.5,13.85,14.2,9.6,17.46,17.86,20.149999999999999,13.5,17.11,22.7,23.7,22.5,13.35,16.399999999999999,23.25,24.2,19.3,13.75,17.91,13.95,9.6999999999999993,12.1,15.95,15.05,11.5,12.95,14.85,8.36,7.5500000000000007,10.55,8.85,4.75,8.06,12.6,8.65,3.5500000000000007,8.4,7.6999999999999993,5,10.55,15,17.55,15.55,14.45,13.61,13.2,12.45,10.15,11.65,9.25,5.3000000000000007,1.3500000000000014,2.75,10.85,7.5,0.10999999999999943,0,1.1099999999999994,9.1,5.0000000000000711E-2,4.9499999999999993,12.8,9.9,2.3000000000000007,4.0999999999999996,0,0,6.25,10.45,4.5500000000000007,12.059999999999999,6.6999999999999993,0.64999999999999858,0,0,0,0,0,0,8.9499999999999993,8.75,6.8599999999999994,3.3000000000000007,0,0.25,7.75,2.5,0,1.3000000000000007,0,2.75,1.75,2.9499999999999993,0,0,1.1499999999999986,0,0,5.0500000000000007,0.85999999999999943,0,0,0,0,0,0.35999999999999943,1.8000000000000007,1.75,0,0.10999999999999943,1.25,2.8000000000000007,2.4499999999999993,0,0,0,0,2.1999999999999993,1.8999999999999986,0.5,0,0,0,0,2.5999999999999996,0.14999999999999858,0,0,0,0,0,0,0,0,0,0,0,0,0,0,0,0,0,0,0,1.8000000000000007,2,0,0,0,0,0,0.75,0,0,0,0,0,0,0,0,0,0,0,0,2.3000000000000007,1.5500000000000007,3.3000000000000007,1.8999999999999986,0,0,0,0,0,0,0,0,0,0,0,0,0.14999999999999858,0.39999999999999858,2.8000000000000007,4.6500000000000004,1.3599999999999994,0,0,0,0,0.10999999999999943,2.6999999999999993,2.3000000000000007,3.6500000000000004,2.0500000000000007,0.25,0,0,0,0,5.0000000000000711E-2,5.15,7.6999999999999993,8.4,8.85,5.9499999999999993,3.9000000000000004,5.85,4.4499999999999993,5.4,3.9000000000000004,5.65,2.3000000000000007,0.25,4.1500000000000004,8.81,5.9,9.9499999999999993,13.66,14.05,9.6,2.6500000000000004,2.3000000000000007,5.6999999999999993,10.9,4.0500000000000007,10.1,9.15,8.06,5.0999999999999996,9.9499999999999993,11.45,9.9499999999999993,7.5500000000000007,7.25,1.5,2.75,1,4.6999999999999993,10.5,13.2,12.25,12.55,9.4,7.4,12.5,12.95,6.8599999999999994,8.11,8.25,3.1500000000000004,8.81,13.66,16.649999999999999,21.8,20.2,16.5,13.41,7.6999999999999993,9.9,16.899999999999999,18.54,17.16,12.7,16.100000000000001,14.75,14.5,17.100000000000001,17.25,17.75,14.65,12.6,11.85,10.55,10.9,6.6999999999999993,6.4499999999999993,12.05,11.25,13.85,19.04,20.9,18.55,11.5,11.15,9.06,8.1999999999999993,14.3,16.600000000000001,15.15,18.95,14.1,16.7,18.350000000000001,20.2,18.25,19.75,26.95,27.1,20.7,17.75,17.100000000000001,11.35,19.399999999999999,27.5,24.9,27.3,22.4,16.55,17.75,24.35,27.439999999999998,26.9,26.25,24.8,23.6,22.45,20.59,16.95,14.5,19.09,18.100000000000001,22.75,16.46,11.75,15.75,17.46,9.5500000000000007,19.2,20.34,18,14.9,15.25,19.79,26.55,31.1,27.9,33.049999999999997,31.75,24.69,20.399999999999999,25.8,27.6,12.55,10.95,17.149999999999999,20.399999999999999,19.54,18.45,20.7,22.4,16.149999999999999,9.1999999999999993,16.399999999999999,22.34,25.65,24,22.55,20.34,21.75,9.9,4.5500000000000007,2.3000000000000007,10,17.399999999999999,13.059999999999999,10.6,6.5,13.2,7.15,10.15,16.45,19.850000000000001,18.39,16.75,12.3,14.55,12.2,18.149999999999999,16.2,9.65,12.3,16.25,11.05,4.3499999999999996,10.5,17.71,22.2,21.34,19.05,14.3,15.05,18.2,22.15,19.75,9.7100000000000009,16.649999999999999,15.2,13.91,13.1,8.6,8.31,2.5,13.05,8.35,4.8599999999999994,10.199999999999999,14.1,10.559999999999999,5.15,12.95,13.61,11.559999999999999,11.3,9.9,10.9,10.9,7.6,6,9,6.8599999999999994,5.85,7.5,11.75,7.65,2.3000000000000007,1.3000000000000007,2.6099999999999994,10.1,12.8,6.9499999999999993,9.81,8.9,8.4,6.5,6.15,8.36,3.6500000000000004,0,0,0,0,0,0,0,2.4000000000000004,0,0,0.60999999999999943,0,0,0,3.9000000000000004,6.25,4.9000000000000004,0,0,3.8000000000000007,4.0500000000000007,2.6099999999999994,0,1.3599999999999994,0.39999999999999858,0,0,0,0,0,0.39999999999999858,0.14999999999999858,0,0,0,0.55000000000000071,1.8599999999999994,0,0.96000000000000085,0,0,0,0,0,0,0,0,0,0,0,0,0,0,0,0,0,0.75,0,0,0,0,0,0,0,0,0,0,0,0,0,0,0,0,0,0,0,0,0,0,0,0,0,0,0,0,0,0,0,0,0,0,0,0,0,0,0,0,0,0,0,0,1.5500000000000007,1.3999999999999986,0.60999999999999943,0,0,0,0,0,0,2.0999999999999996,1.1499999999999986,0,1.6099999999999994,2.9000000000000004,0.71000000000000085,0,0,0,0,0,0,0,4.6500000000000004,3.0500000000000007,2.75,3.5,2.3599999999999994,1,2.6500000000000004,3.75,3.4000000000000004,2.3000000000000007,1.3000000000000007,0,0,0,7.35,9.2100000000000009,9.75,4.8000000000000007,1.4600000000000009,9.75,8.4,3.3499999999999996,0.25,0,0,3.3000000000000007,4.8499999999999996,9,10.6,6.1999999999999993,9.1,11.7,16.100000000000001,12.95,11.45,2.3000000000000007,10.45,12.7,3.1500000000000004,3.3499999999999996,7.65,9.15,6.1999999999999993,8,7.6,8.61,12.7,8.4,10.050000000000001,13.2,11.6,10.75,9.65,11.559999999999999,10.4,2.75,11.2,19.25,18.440000000000001,19.600000000000001,19.899999999999999,13.66,13.3,15.1,14.2,12.55,8,8.75,14.1,14.45,14.8,15.5,16.350000000000001,18,16.45,19.25,19.899999999999999,21.65,20.75,18.7,25.1,28.9,30.55,29.14,22.15,28.5,32.1,24.95,22.64,17.75,19,15.71,16.75,11.85,17.86,18.440000000000001,16.600000000000001,19.75,15.91]
["Brantford Power Inc. (Brantford)","Brantford",29.55,35.39,33.700000000000003,23.05,19.25,29.35,38.299999999999997,30.85,29.8,20.6,14.25,17.45,14.65,17.21,20.3,22.3,18.8,24.9,24.2,24.1,35.64,36.29,33.85,32.25,27.939999999999998,29.55,29.6,36.1,33.299999999999997,26.65,19.350000000000001,18.5,22.55,27.939999999999998,28.6,27.8,32.6,31.95,33.299999999999997,30.4,31.35,33.950000000000003,33.200000000000003,27.8,23.09,28.25,31.05,31.85,21.8,19.04,21.25,16.600000000000001,17.7,22.05,25.95,27.85,31.6,32.75,35.35,25.4,33.9,36.6,34.54,28.1,28.65,21.4,21.990000000000002,24.3,15.5,12.85,24.85,30.75,16.8,20.740000000000002,28.65,28,20.75,16.5,18.55,19.989999999999998,21.34,26.3,26.25,23.45,27.4,21.1,12.559999999999999,17.649999999999999,14.5,14.25,11.8,15.65,19.100000000000001,13.8,17.850000000000001,14.5,15.15,11.3,14.2,8.25,8.85,9.81,5.3000000000000007,7.1,20.2,20.89,16.059999999999999,11.25,13.91,11.65,4.75,9,12.05,13,13.2,12.7,12.55,12,10.75,11.75,8.75,9,9.36,10.199999999999999,10.25,7.9499999999999993,10.75,7.25,1,3.5,4.4000000000000004,0.75,0,2.1500000000000004,3.1500000000000004,10.9,11.25,8.8000000000000007,4.4000000000000004,4.6999999999999993,1.8599999999999994,4.1500000000000004,5.75,2.4000000000000004,1.75,0,0,4.0500000000000007,4.1500000000000004,1.6499999999999986,2.25,0.85999999999999943,0,0,2.1999999999999993,3.5500000000000007,1.6999999999999993,0.85999999999999943,3.3000000000000007,0,0,0,0,1.4499999999999993,3.6500000000000004,3.25,0,0,0,0,1.1099999999999994,0.25,0,0,0,0,0,0,0,0,0,0,0,0.85999999999999943,2.0500000000000007,0.69999999999999929,0,0,0,0.69999999999999929,1.3999999999999986,0,0,0,0.19999999999999929,0,2,2.25,0.5,0.69999999999999929,0,0,0,0,0.14999999999999858,1.0500000000000007,0,0,2,2.3000000000000007,0.64999999999999858,0,0,0,0,0,0,0,0,0.85999999999999943,0,0,0,0,2.8000000000000007,3.8499999999999996,2.1999999999999993,3.3499999999999996,0.35999999999999943,1.6099999999999994,1.5,0,0,0,0,0,0,0,0,3.0500000000000007,1.1099999999999994,0,0,0,0,0,0,0,2.5,2.6999999999999993,2.1500000000000004,0,0,1.4499999999999993,7.9,6.6,8.4,5.6099999999999994,5.4499999999999993,5.25,8.06,9.1999999999999993,2.3599999999999994,1.8000000000000007,8.75,4.8599999999999994,2.6500000000000004,3.1999999999999993,1.6099999999999994,1.1499999999999986,0,0.30000000000000071,3.3000000000000007,3.1500000000000004,0.30000000000000071,5.0000000000000711E-2,10.9,10.25,5.6999999999999993,5.0999999999999996,9.1999999999999993,10.45,10.15,11.05,11.65,5.25,0,2.4499999999999993,3.25,5.5,10.5,12.1,8.75,10.55,9.15,7.65,11.5,6.5500000000000007,11.15,11.2,3.1500000000000004,9.9,12.45,14.15,17.41,16,11.1,7.5,11.85,13.11,17.3,15.96,14.85,10.199999999999999,7.25,15.2,20.399999999999999,19.739999999999998,19.2,20.29,21.9,26.9,25.19,25.05,25.55,19.25,11.45,7.8100000000000005,16.5,18.04,20.399999999999999,24.45,16.95,9.4499999999999993,20.7,21.9,18.8,21.1,19.7,17.100000000000001,22.09,18.850000000000001,15.75,19.600000000000001,19.7,17.899999999999999,17.010000000000002,15.35,15.16,14.1,16.100000000000001,20.85,22.34,22.05,20.399999999999999,18,15.95,10.559999999999999,15.35,15.25,13.2,18.25,22,23.75,26.6,23.2,22.25,21.65,19.850000000000001,28.189999999999998,29.64,32.799999999999997,30.5,29.89,30.65,22.75,26,34.700000000000003,33.200000000000003,27.689999999999998,24.45,25.3,15.3,22.8,26.6,26.689999999999998,22.4,21.1,20.7,25.6,28.4,28.8,27.439999999999998,21.9,28.3,26.689999999999998,26.15,33.64,30.7,23.85,33.1,28.4,20.350000000000001,25.85,29.1,25.6,23.5,32.200000000000003,35.200000000000003,32.299999999999997,42.45,40.65,34.54,32.9,39.79,40.700000000000003,30.5,31.45,40.35,33.299999999999997,31,33.39,36.5,33.200000000000003,28.5,28.55,26.6,23.3,34.35,33,22.89,20.7,19.95,18.940000000000001,16.55,18.649999999999999,17.75,15.25,17.559999999999999,14.7,17.95,20,20.7,14.75,18.89,24.05,24,21.39,17.5,16.2,22.2,24.19,20.399999999999999,16.96,16.600000000000001,16.25,11.5,11.8,17.559999999999999,19.3,13.91,14.4,16.350000000000001,10.199999999999999,9.25,12.5,9.1,3.6500000000000004,9.2100000000000009,9.1,7.6,2.9000000000000004,6.5500000000000007,11.75,6.4499999999999993,11,15.25,18.7,16.21,14.05,11.65,11.45,3.9499999999999993,7.15,7.6,5.4499999999999993,3.9499999999999993,2.8599999999999994,1.1999999999999993,6.4499999999999993,3.5,0.55000000000000071,0,0,0,0,6.1,9.5500000000000007,9,4.5999999999999996,0.35999999999999943,0,0,6.6,8.35,4.3599999999999994,9.61,8.15,0.85999999999999943,0,0,0,0,0,0,8.85,6.8000000000000007,4.6999999999999993,4.8000000000000007,2.5,0,4.8499999999999996,2.5500000000000007,0,0.96000000000000085,0,0.14999999999999858,0.25,0,0,0,0,0,0,0.89999999999999858,1,0,0,0,5.0000000000000711E-2,0,0.14999999999999858,3.25,4.1500000000000004,0,1.5,0.60999999999999943,1.9499999999999993,2.5500000000000007,1.3999999999999986,0,0,0,1.8999999999999986,0,0,0,0,0,0,0.69999999999999929,1.4499999999999993,0,0,0,0,0,0.35999999999999943,0,0,0,0,0,0,0,0,0,0,0,0,0,1.75,1.5500000000000007,0,1.1099999999999994,0,0.71000000000000085,0,1.6999999999999993,0.85999999999999943,0,0,0,0,0,0,0,0.94999999999999929,0.55000000000000071,0,0,1.1499999999999986,2.0999999999999996,2.5,2.3000000000000007,0,0,0,0,0,0,0,0,0,0,0,0,1.25,2.6999999999999993,4.75,7.3000000000000007,3.8000000000000007,0,0,0,0,1.3599999999999994,4.4499999999999993,4.5,3.1500000000000004,1.9499999999999993,0.64999999999999858,0.25,1.9499999999999993,2.5,0,0.75,5.5500000000000007,8.81,9.25,9.31,5.85,3.8000000000000007,4.9499999999999993,4.3000000000000007,7.5500000000000007,8.15,8.5,3.5999999999999996,0.39999999999999858,4.1500000000000004,10.75,7.5500000000000007,11.559999999999999,16,16.809999999999999,12.85,3,3.5500000000000007,7.9,12.6,6.25,11.15,11.45,11.3,6.4,9.81,13.91,13.8,8.85,9.31,3.8599999999999994,4.1099999999999994,1.3000000000000007,4.6999999999999993,11.35,13.75,13.5,12.45,10.059999999999999,9.81,13.1,15.5,9.4,8.9,11.75,5.85,9.5500000000000007,15.3,15.56,20.59,21.3,17.05,15.55,7.1999999999999993,10.050000000000001,19.79,19.850000000000001,17.2,13.25,14.25,14.25,16.55,16.86,16.600000000000001,17.100000000000001,16.399999999999999,10.95,11.559999999999999,11.1,14.55,12.2,7.9,12.7,15.05,13.4,18.59,21.4,18.59,11.15,10.3,8.5,9.25,13.7,17.2,16.350000000000001,20.95,16.05,17.2,18.64,20.75,19.350000000000001,21.9,30.25,27.939999999999998,22.55,20.25,18.600000000000001,12.45,19.25,27.5,24.7,28.4,23.75,17.8,18.39,25.1,28.8,29.15,26.65,24.7,26.05,26.54,25.5,16.5,15.65,19.3,19,23.55,19.5,12.2,15.2,18.8,10.6,18,20.9,18,16.100000000000001,14.2,19.05,25.05,31.55,28.05,35.799999999999997,35.39,25.1,20.04,24.4,29.64,17.809999999999999,11.1,16.45,19.899999999999999,20.95,17.7,20.04,24.65,19.75,9.31,16.41,25,25.55,23.8,23.05,22.95,23.2,13,7.5500000000000007,6.75,9.4499999999999993,14.5,12.75,12.7,10.75,10.65,8.56,10.050000000000001,16.649999999999999,19.649999999999999,20.29,18.600000000000001,15.15,15.65,17.899999999999999,18.3,16.25,10.7,12.75,15.5,12.2,4.8599999999999994,11.35,19,22.45,25.35,25.75,16.350000000000001,15.15,17.809999999999999,22.15,22.05,13.35,16.91,17,14.36,10,6.8000000000000007,5.4,3.3499999999999996,7.1999999999999993,9.5500000000000007,7.75,6.25,9.5,10.45,11.9,15.85,11.4,13.15,10.9,10.6,9.9,10,9,8.9600000000000009,5.9499999999999993,3.9000000000000004,5.6,9.6,9.9499999999999993,8.65,5.4,0.75,2.0500000000000007,10.7,14.15,8.9600000000000009,6.1099999999999994,6.6999999999999993,6.75,4.75,2.3599999999999994,2.5,1.0500000000000007,0,0,0,0,0,0,0,0,0.30000000000000071,0,0,0,0,0,3.6500000000000004,7.8100000000000005,5,2.5500000000000007,0,1.8999999999999986,2.9499999999999993,2.3499999999999996,1.1099999999999994,0,0,0,0,0,0,0,0.5,0,0,0,0,0.85999999999999943,0.14999999999999858,1.1099999999999994,0.44999999999999929,0.35999999999999943,0,0,0,0,0,0,0,0,0,0,0,0,0,0,0,0,0,0,0,0,0,0,0,0,0,0,0,0,0,0,0,0,0,0,0,0,0,0,0,0,0,0,0,0,0,0,0,0,0,0,0.55000000000000071,0,0,0,0,0,0,0,0,0,0.39999999999999858,1.2100000000000009,2,1.25,0,0,0,0,0,0,2.1099999999999994,2.75,0,1.6499999999999986,2.5,1.6099999999999994,0,0,0,0,5.0000000000000711E-2,0,2.0500000000000007,5.9,5.9,4.5,4.3000000000000007,2.3000000000000007,3.1500000000000004,3.25,4.3000000000000007,2.6099999999999994,3.1500000000000004,2.0999999999999996,1.8599999999999994,0,1,6.5,9.25,11.05,9.1,4,9.25,10.5,7.0500000000000007,0,0,1,3.6099999999999994,6.35,11.25,12.45,9.31,11.45,13.91,17.649999999999999,15.85,14.05,4.0500000000000007,13.6,14.5,7.4,2.25,8.4499999999999993,11.75,8.2100000000000009,9.6,9.4600000000000009,9.5,14.05,11.6,14.2,15.71,11.559999999999999,10.45,12.15,11.1,12.7,7.4,10.059999999999999,18.04,18.350000000000001,19.600000000000001,21.55,15.6,13.75,15.3,14.4,14.7,9.5,9.85,14.35,15.1,15.16,16.649999999999999,16.55,17.96,17.600000000000001,20.399999999999999,22.84,24.8,22.95,19.3,24.25,29.8,30.4,30.64,22.2,27.65,32.65,27.1,23.3,19.350000000000001,18.899999999999999,16.600000000000001,18.75,14.25,16.45,19.899999999999999,18.29,21.05,18.59]
["Burlington Hydro Inc. (Burlington)","Burlington",28.65,33.6,31.39,21.25,17.649999999999999,26.939999999999998,36.450000000000003,29.55,26.439999999999998,20.100000000000001,12.91,15.8,12.45,15.3,18.3,19.899999999999999,17.55,22.84,22.6,25.2,33.85,33.85,31.55,29.85,26.4,27.439999999999998,27.55,33.450000000000003,30.65,23.65,18.25,17.55,20.8,24.69,25.69,25.55,28.15,29.6,30.35,28.1,27.3,30.85,30.7,26.2,21.55,25.65,28.25,28.1,20.149999999999999,16.600000000000001,18.54,14.8,15.9,20,24.19,26.1,29.2,30,31.55,23.8,30.25,32.35,30.95,25.4,23.85,19.899999999999999,19.899999999999999,22.05,13.6,11.5,22.55,27.939999999999998,14.3,18.899999999999999,27.35,26,19.2,13.95,16.71,18.05,19.739999999999998,24.75,24.3,22.14,26,18.690000000000001,10.45,16,13.8,15.5,13.91,13.8,17.25,12.8,15.8,13.2,14.8,10.75,11.5,6.3000000000000007,9.56,11.3,4.8499999999999996,5.6,18.100000000000001,18.440000000000001,15.5,10.7,14.45,14,8.11,7.75,10.95,11.15,12.91,10.7,12.25,12.6,12.65,13.16,9.25,7.8100000000000005,7.65,8.9,8.25,8.56,11.35,9.65,5.0999999999999996,1.8000000000000007,2.3499999999999996,6.6999999999999993,7.1099999999999994,5.75,5.3000000000000007,8.6999999999999993,8.61,6.4,2.1999999999999993,4.6999999999999993,8.65,3.9499999999999993,4.8000000000000007,0.5,0,0,0,5.65,6.75,1.5500000000000007,2,5.4,0,0,0,2.4499999999999993,0.55000000000000071,0.75,2.5,0,0.69999999999999929,3.4000000000000004,0,0.14999999999999858,2.5,4.4499999999999993,4.0999999999999996,0,0,0.25,1.6099999999999994,1.5500000000000007,0.10999999999999943,1.1099999999999994,0,0,0,0,0,0,0,0,0,1.0500000000000007,0,0,0,0,0,0,2.5999999999999996,0.55000000000000071,0,0,0.21000000000000085,0,0.25,0,2.3499999999999996,1.8000000000000007,0,0,0,0,0,0,0,0,0.35999999999999943,0.55000000000000071,0,0,0,0,0,0,0,0,0,0,0,0,0,0,0,2.4499999999999993,0.5,0,0.94999999999999929,1.8599999999999994,2.0999999999999996,0,0,0,0,0,0,0,0,0,0.64999999999999858,0,0,0,0,0,0,0,0,1,0.80000000000000071,0,0,0.14999999999999858,5.5500000000000007,4.8499999999999996,5.6999999999999993,2.9499999999999993,2.4499999999999993,2.3499999999999996,6.4499999999999993,6.25,0,0.80000000000000071,5.75,1.8599999999999994,3.3000000000000007,2.8000000000000007,1.6099999999999994,0.35999999999999943,0.80000000000000071,0,0.75,2.1500000000000004,2,0,7.5,8.15,4.1099999999999994,3.75,6.4,7.4,7.5,8,10,6.6999999999999993,0,2.9499999999999993,1.8599999999999994,3.4000000000000004,8.56,10.35,6.65,8.65,10.15,6.65,7.85,4.1500000000000004,9.15,9.75,2.4000000000000004,8.31,10.65,12.8,15.8,13.91,9.31,5.9,9.56,11.3,14.1,13.3,12.5,10.45,6.1999999999999993,12.85,17.7,17.71,17.559999999999999,18.25,19.55,23.7,21.65,21.75,22.5,16.75,9.9,6.3000000000000007,14.45,16.05,18.3,21.7,14.7,8.06,18.14,19.649999999999999,16.399999999999999,18.7,16.71,15.3,20.29,16.350000000000001,14.6,18.2,19.399999999999999,15.35,15.8,13.85,14.1,13.8,14.55,18.850000000000001,19.850000000000001,20.100000000000001,18.350000000000001,16.399999999999999,14.35,10,13.35,13.41,10.85,15.25,18.75,22.4,24.3,21.15,19.399999999999999,18.29,17.5,26.1,27.189999999999998,30.14,28.35,27.25,28.7,21.65,24.7,31.2,27.689999999999998,25.15,22.65,22.39,13.7,20.8,25.3,23.7,20.8,19.7,19.2,23.3,25.8,26.5,25.8,20.8,25.35,26.25,24.3,28.189999999999998,27.3,21.55,28.64,26.15,20.34,25.1,28.15,24.6,22.14,27.85,32.200000000000003,29.9,37.75,35.79,31,29,36.049999999999997,36.450000000000003,29.05,27.3,35.85,31.39,27.939999999999998,30.3,32.1,28.75,25.45,23.95,22.6,21.95,29.9,28.6,20.45,17.36,15.6,16.350000000000001,13.5,17.05,18.190000000000001,14.8,15.3,13.05,15.9,18.850000000000001,20.399999999999999,14.6,17.21,23.3,24.45,22.15,14.95,15.3,20.6,22.85,18,14.45,16.86,17.55,9.6999999999999993,10.559999999999999,15.5,17.600000000000001,15.75,15.15,16.25,9.9,7.65,10.55,7.0500000000000007,4.1999999999999993,6.3000000000000007,11.15,10,2.6099999999999994,3.8000000000000007,11.9,7.25,9.56,13.75,16.8,14.75,14.1,10.65,9.75,7.1,5.65,10.199999999999999,4.1999999999999993,2.4499999999999993,0,0,7.0500000000000007,6.65,7.4499999999999993,6.5500000000000007,2.3000000000000007,1.5500000000000007,4.75,4.1500000000000004,8.11,9.5,10.5,1.6999999999999993,5.9,0.19999999999999929,5.25,7.4,3.6099999999999994,6.8000000000000007,4.75,0,0,0,0,0,5.1099999999999994,0,8.56,7.75,6.85,7.0500000000000007,5.9499999999999993,0.55000000000000071,4.0500000000000007,2.5,0,0,0,0,3.1999999999999993,3.0999999999999996,4.0500000000000007,2.0500000000000007,0,1.8999999999999986,0,1.1099999999999994,3.0500000000000007,0,0,0,0,0,0.14999999999999858,2.4000000000000004,4,0,2.0999999999999996,0,0.60999999999999943,1.8599999999999994,0,0,0,0,0.96000000000000085,0,0,0,0,0,0,0.64999999999999858,0.55000000000000071,0,0,0,0,0,0,0,0,0,0,0,0,0,0,0,0,0,0,0,0,0,1.2100000000000009,0,0,0,0,0,0,0,0,0,0,0,0,0,0,0,0,0,0.10999999999999943,0.35999999999999943,0.19999999999999929,0,0,0,0,0,0,0,0,0,0,0,0,0,0,0.35999999999999943,3.1099999999999994,4.1500000000000004,1.1499999999999986,0,0,0,0,0,3.8000000000000007,2.4000000000000004,1.3599999999999994,0.55000000000000071,0,0.21000000000000085,2,0,0,0,3.8499999999999996,6.65,7.5,6.5,5.15,4.75,2.9000000000000004,1.6499999999999986,4.9000000000000004,4.5500000000000007,5.3000000000000007,1.3599999999999994,0,2.0500000000000007,7.65,4.9000000000000004,9.36,13.41,13.75,8.9,3.0500000000000007,4.3499999999999996,4.3000000000000007,11.65,4.8499999999999996,7.6,10.1,9.4499999999999993,4.6099999999999994,7.1,10.5,10.45,5.4499999999999993,6.75,1.8999999999999986,8.4499999999999993,3.0999999999999996,3.0500000000000007,9.35,10.35,11.25,10.5,7.65,7.6,10.75,12.91,6.75,8.31,10.45,5.4499999999999993,6.1999999999999993,12.5,13,17.5,18.89,14.15,12.9,5.35,3.25,17.25,17.3,14.65,12.75,11.85,12.05,13.16,13.55,13.85,14.6,13.45,9.4499999999999993,8.9499999999999993,8.1,12.05,11.7,8.1999999999999993,12,14.1,11.3,17.11,19.09,15.55,9.65,8.25,10.35,6.5,10.199999999999999,14.6,15,19.100000000000001,14.35,15.1,16.55,18.5,17.399999999999999,21.2,29.2,24.9,17.95,17.559999999999999,16.55,11.45,17.25,25.1,22.59,25.55,21.35,15.46,16.55,18.95,26,26.14,23.5,23,22.09,24.25,22.3,15,13.66,17.55,17.36,21.35,17.05,10.45,12.1,16.55,9.3000000000000007,16.350000000000001,17.7,15.85,14.5,15,17.3,23.15,28.95,25.65,34.35,32.75,23.2,18.09,22.19,25.9,14.61,10.059999999999999,15.2,19.14,18.440000000000001,16.5,18.95,22.85,17,7.8100000000000005,14.66,23.8,24.35,22.59,20.34,19.29,18.55,10.6,13.7,6.5500000000000007,8.1999999999999993,13.5,10.1,11.35,12.95,12.15,9,9.9499999999999993,15.5,19.45,18.95,16.899999999999999,16.100000000000001,15.55,16.649999999999999,16.8,16.899999999999999,13.95,11.15,13.25,9.11,4.1999999999999993,9,16.96,21,20.85,20.54,13.95,13.25,16.75,20.04,19.600000000000001,11.4,14.55,16.100000000000001,14.8,12.2,10,8,1.1999999999999993,7.6999999999999993,11.2,6.5500000000000007,4.9499999999999993,11.2,12.25,12.6,14.35,11.7,13.45,10.9,10.95,11.35,10.45,10.7,10.050000000000001,6.6,4.25,6.75,7.65,9.15,9.61,7.4499999999999993,6.1,0.85999999999999943,8.15,12.1,7.4499999999999993,7.5500000000000007,7.3599999999999994,4.0500000000000007,4.5500000000000007,3.1500000000000004,5.0000000000000711E-2,0,0,0,1.6099999999999994,0,0,0,0,0,3.5,0,0,0,0,0,2.8000000000000007,6.0500000000000007,3.1500000000000004,0.75,0,1,2.0999999999999996,2.9499999999999993,2.1500000000000004,1.6999999999999993,0,0,0,0,0,0,0.64999999999999858,0,0,0,0,0,0,0,0,0,0,0,0,0,0,0,0,0,0,0,0,0,0,0.10999999999999943,0,0,0,0,0,0,0,0,0,0,0,0,0,0,0,0,0,0,0,0,0,0,0,0,0,0,0,0,0,0,0,0,0,0,0,0,0,0,0,0,0,0,0,0,0,0,0,5.0000000000000711E-2,0,0,0,0,0,0,0,0,0,0,0,0,1.6099999999999994,0.14999999999999858,0,0,0,0,0,0,0,4.1500000000000004,3.5999999999999996,1.25,1.1099999999999994,0.44999999999999929,1.3000000000000007,2.1500000000000004,2.3599999999999994,0.80000000000000071,1.25,1.6499999999999986,0,0,0,2.8000000000000007,7.5,8.9,5.1099999999999994,0.5,4,7.0500000000000007,3.1999999999999993,0,0,0,1.1499999999999986,3.6500000000000004,8.4499999999999993,10.95,7,8.9,10.95,13.1,13.25,11.35,2.25,9.6,11.4,4.8000000000000007,2.1500000000000004,6.1099999999999994,8.9499999999999993,6.0500000000000007,7.5500000000000007,7,4.4000000000000004,10.199999999999999,8.4,10.65,12.5,9.06,6.8000000000000007,8.9499999999999993,7.9,8.85,4.3499999999999996,8.1999999999999993,16.8,17.559999999999999,17.010000000000002,17.36,14.41,12.05,12.8,12.4,12.35,8.1999999999999993,9.85,11.3,13.1,13.5,14.9,14.3,14.6,15.2,18.350000000000001,20.25,20.65,19.600000000000001,16.600000000000001,20.54,24.8,27.15,26.15,20.29,22.45,26,21.05,19.350000000000001,15.65,15.55,14.55,16.45,11.8,14.45,18.09,16.600000000000001,18.489999999999998,16.2]
["Canadian Niagara Power Co. Ltd. (Fort Erie and Port Colborne)","Fort Erie",26.939999999999998,30.7,32.35,21.45,16.3,23.54,33.299999999999997,28.25,26.65,18.75,14.45,18.25,15.46,17.05,19.04,20.54,20.25,24.25,22.3,24.65,32.700000000000003,34.75,33.25,30.5,26.9,26.189999999999998,27.5,35.25,18,18,18,18,18,18,18,18,18,18,18,18,18,18,18,18,18,18,18,18,18,18,18,18,18,18,18,18,18,18,18,18,18,18,18,18,18,18,18,18,18,18,18,18,18,18,18,18,18,18,18,18,18,18,18,18,18,18,18,18,18,18,18,18,18,18,18,18,18,18,18,18,18,18,18,18,18,18,18,18,18,18,18,18,18,18,18,18,18,18,18,18,18,18,18,18,18,18,18,18,18,18,18,18,18,18,18,18,18,18,18,18,18,18,18,18,18,18,18,18,18,18,18,18,18,18,18,18,18,18,18,18,18,18,0,2.25,5.8000000000000007,1.25,0.69999999999999929,0,0,0,1.0500000000000007,0,0,0,0,0,0,0,0,0,0,0,0,0.5,1.5500000000000007,0.60999999999999943,0,0,0,0,0.10999999999999943,0,0,0,0,0,1.3599999999999994,1.25,0,0,0,0,0,0,5.0000000000000711E-2,0.10999999999999943,0,0,2.3499999999999996,2.6500000000000004,0,0,0,0,0,0,0,18,18,18,18,18,18,18,18,18,18,18,18,18,18,18,18,18,18,18,18,18,18,18,18,18,18,18,18,18,18,18,18,18,18,18,18,18,18,18,18,18,18,18,18,18,18,18,18,18,18,18,18,0,1,0.89999999999999858,1.1499999999999986,0.30000000000000071,0,0,8.35,8.81,3.0500000000000007,3.75,5,6.9499999999999993,8.1999999999999993,8.4,7.5,1.3999999999999986,0,2.3499999999999996,3.8000000000000007,3.1500000000000004,8.4499999999999993,11,6.9,9.06,10.1,7.4,8.65,5.0999999999999996,8.9499999999999993,5.9,2.5500000000000007,8.56,11.6,10.3,13.9,14.2,9.06,4.9000000000000004,8.4,10.199999999999999,14.16,12.8,11.95,7.4499999999999993,4.3499999999999996,12.15,18.04,18.55,16.86,16.96,19.05,23.35,20.9,21.05,23.19,14.7,9,8.4499999999999993,14.4,17.649999999999999,18.95,22.2,16.16,8.65,17.25,18.8,15.81,19.2,17.5,16.100000000000001,20.149999999999999,18.04,14.3,18.649999999999999,20.34,17.5,16.350000000000001,14.85,14.66,14.2,15.91,19.399999999999999,20.75,20.75,19.100000000000001,16.55,12.35,10.55,13.95,13.41,11.85,15.35,20.25,22.59,23.85,20.5,19.850000000000001,15.8,15.5,26.15,27.1,30.1,28.1,26.689999999999998,27.6,20.350000000000001,23.45,31.25,29.1,25.05,22.44,21.5,15.35,20.65,25.6,25.3,21.8,21.2,20.29,22.65,26.55,28.05,28.189999999999998,20.8,26.05,26.54,24.3,30.4,26.29,21.55,28.4,26.25,20.29,24.3,27.5,25.55,24.3,28.55,32.25,30.3,39.4,38.9,33.75,28.6,36.049999999999997,38.5,28.5,28.35,36.549999999999997,32.549999999999997,28.55,30.7,33.6,31.25,26.15,27.15,24.6,21.35,29.85,30.15,21.45,20.350000000000001,20.54,16.7,17.25,17.75,13.3,15.3,17.36,15.9,16.86,20.2,20.05,17.16,17.809999999999999,23.2,24.75,20.350000000000001,16.5,16,21.9,24,22.3,16.399999999999999,18.149999999999999,17.809999999999999,12.3,14.15,17.16,17.71,12,13.45,13.9,9.9,12.25,15.46,12.85,9.5,12.2,10.85,7.6999999999999993,13.8,9.06,6.6999999999999993,9,13.75,15.81,17.600000000000001,15.35,13.95,12.85,12,12.309999999999999,13.05,6.6999999999999993,9.9,10.8,6.6999999999999993,6.1999999999999993,6.6999999999999993,1.9499999999999993,3.1500000000000004,0,0,0,0.69999999999999929,6.8000000000000007,9.56,7.4,4.3499999999999996,5.35,0.75,2.5,6.8000000000000007,11.7,8.9,7.6999999999999993,9,4.4499999999999993,2.1500000000000004,0.69999999999999929,2,2.0999999999999996,0,0,7.25,7.9499999999999993,4,1.6999999999999993,0.64999999999999858,0,3.3000000000000007,1.7100000000000009,1.1499999999999986,3.4000000000000004,0.35999999999999943,1.8999999999999986,0,0,0,0.14999999999999858,0,0,5.0000000000000711E-2,1.1499999999999986,0.44999999999999929,0,0,0,1.9600000000000009,0,0,2.25,3.6999999999999993,0.85999999999999943,5.0000000000000711E-2,0,0.44999999999999929,0,0,0,0,0,0.14999999999999858,0,0,0,0,0,0,1.1099999999999994,0,0,0,0,0,0,0,0,0,0,0,0,0,0,0,0,0,0,0,0,0,5.0000000000000711E-2,0,0,0,0,0,0,0,0,0,0,0,0,0,0,0,0,0,0,0.96000000000000085,1,1.1099999999999994,0.39999999999999858,0,0,0,0,0,0,0,0,0,0,0,0,0,0.5,4.1500000000000004,5.1999999999999993,2.3000000000000007,0,0,0,0,0,3.0500000000000007,2.6999999999999993,0,0,0,0,0.30000000000000071,0,0,1.25,5.15,7.75,8.61,9.6999999999999993,5.5,4.4000000000000004,3.5500000000000007,3.4000000000000004,5.4499999999999993,4.5,6.9499999999999993,2.0500000000000007,0.35999999999999943,3.5,7.6099999999999994,5.35,9.9600000000000009,14.25,14.15,9.65,4.1099999999999994,2.4499999999999993,5.6,10.4,5.9499999999999993,7.3000000000000007,10.4,9.35,4.25,8.1999999999999993,10.4,9.06,6.6099999999999994,7.0500000000000007,4.5,2.6099999999999994,1.3000000000000007,3.8499999999999996,9.65,11.2,8.1,9.6,8,7,11.2,12.15,7.6999999999999993,8.9,9.1,4,6.65,12.1,12.65,16.55,18.2,14.85,11.25,6.3000000000000007,5.4499999999999993,15.9,17.11,15.25,10.6,12.559999999999999,13.55,13.41,13.86,12.65,15.6,13.5,9.15,8.56,8.15,9.75,7.75,5.5,11.9,11.8,11.65,17.350000000000001,19.45,15.45,10.199999999999999,9.31,6.65,6.9,10.6,13.5,13.45,19.5,13.91,15,17.05,18.850000000000001,17.809999999999999,19.79,27.5,23.45,15.75,16.5,16.95,11.1,16.010000000000002,25.25,21.3,24.75,22.45,15.1,16.899999999999999,19.05,26.8,26.5,24.2,23.5,24.3,25.35,23.45,16.05,14.7,17.75,17.100000000000001,21.35,18.100000000000001,11.9,14.25,15.85,12.35,16.649999999999999,18.440000000000001,17.3,14.7,13.85,17.75,23.25,28.95,25.7,33.299999999999997,33.89,25.8,19.45,23.35,25.75,16.25,11,15.65,20.149999999999999,20.09,16.899999999999999,18.89,23.95,18,18,18,18,18,18,18,18,18,18,18,18,18,18,18,18,18,18,18,18,18,18,18,18,18,18,18,18,18,18,18,18,18,18,18,18,18,18,18,18,18,18,18,18,18,18,18,18,18,18,18,18,18,18,18,18,18,18,18,18,18,18,18,18,18,18,18,18,18,18,18,18,18,18,18,18,18,18,18,18,18,18,18,18,18,18,18,18,18,18,18,18,18,18,18,18,18,18,18,18,18,18,18,18,18,18,18,18,18,18,18,18,18,18,18,0,0,0,0,0,0,0,0,0.35999999999999943,0,0,2.1099999999999994,0,0,0,0,0,0,0,0,0,0,0,0,0,0,0,0,0,0,0,0,0,0,0,0,0,0,0,0,0,0,0,0,0,0,0,0,0,0,0,0,0,0,0,0,0,0,0,0,0,0,0,0,0,0,0,0,0,0,0,0,0,0,0,0,0,0,0,0,0,0,0,0,0,0,1.5500000000000007,0,0,0,0,0,0,0,0,3.6099999999999994,3.4499999999999993,0,0.30000000000000071,0,2.3000000000000007,2.25,1.8599999999999994,1.3599999999999994,1.75,0,0,0,0,3.1999999999999993,7.75,8.4,4.3000000000000007,5.0000000000000711E-2,4.3599999999999994,7.1099999999999994,1.8000000000000007,0,0,0,3.1099999999999994,4.3000000000000007,8.75,11.55,7.75,9.75,11.6,14.15,11.7,11.25,3.0500000000000007,9,12,4.5,2.6999999999999993,6.9,9.65,7.25,7.4,5.75,5.5,10.809999999999999,9.1999999999999993,10.85,12.809999999999999,7.4499999999999993,7.6,8.15,8.9,9.75,2.8499999999999996,9.15,17.399999999999999,17.95,16.95,18.04,13.45,12,13.6,13.25,10.7,8.1,6.4499999999999993,11.7,14.05,14,14.35,13.85,14.1,13.95,17.95,20.350000000000001,20.85,19.850000000000001,15.9,19.899999999999999,23.4,28.25,25.4,18.850000000000001,21.8,23.65,17.850000000000001,16.350000000000001,16.05,14.55,14.15,17.95,12.8,15.46,18.05,16.350000000000001,18.850000000000001,16.760000000000002]
["Centre Wellington Hydro Ltd. (Elora and Fergus)","Guelph",31.05,36.14,35.049999999999997,24.7,20.54,28.89,40.5,32.85,33.65,21.2,15.1,17.809999999999999,14.95,17.850000000000001,22.25,23.7,21.65,25.44,25.45,29.8,38.85,38.700000000000003,35.64,32.799999999999997,30.6,30.7,30.85,36.14,34.64,27.25,22.94,20.65,25.3,32.35,32.9,31.1,34.85,33.299999999999997,34.75,33.200000000000003,32.1,37.89,36.9,30.55,24,28.85,32.549999999999997,34.700000000000003,23.65,21.5,23.44,17.66,19.05,23.65,27.439999999999998,29.64,32.9,34.049999999999997,38.14,27.189999999999998,34.04,37.200000000000003,35.450000000000003,32.75,31.45,24.45,23.75,27.3,15.4,13.45,25.6,30.95,17.75,21.65,32.25,30.95,21.75,16.71,19.8,20.149999999999999,23,28.25,28.55,26,29.4,23.7,14.2,17.899999999999999,16.7,15.45,15.15,18.100000000000001,18.95,15.1,19.850000000000001,16.399999999999999,14.66,14.1,15.3,8.31,11.65,11.15,5.8000000000000007,7.35,21.15,22,15.2,13.61,14.6,10.35,6,10.35,14.5,14.55,13.66,14.35,13.3,12.65,11.85,11.9,8.11,10,10.45,11.65,11.1,9.65,9.4600000000000009,5.4499999999999993,0.55000000000000071,6.4499999999999993,5.75,2.1999999999999993,0,3.75,4.75,12.65,12.559999999999999,9.81,6.9499999999999993,6.0500000000000007,1.5,6.65,7.0500000000000007,3.6500000000000004,3.0999999999999996,0,0,3.25,5,2.4000000000000004,3.9499999999999993,1.8500000000000014,0,0.39999999999999858,3.8499999999999996,5,3.8499999999999996,2.9000000000000004,4.1999999999999993,1.4600000000000009,0.30000000000000071,0,0,2.75,5.25,4,0,0,0,2.0999999999999996,3,0.80000000000000071,1.4499999999999993,0.10999999999999943,0,0,0,0,0,0,0,0,0,2.9000000000000004,3.8000000000000007,1.9499999999999993,0,0,0,2.9499999999999993,3.6999999999999993,1.1999999999999993,0,0,1.1099999999999994,0.30000000000000071,4.3599999999999994,4.4499999999999993,2.6999999999999993,2.1500000000000004,0,0,0,0.55000000000000071,2,2.5,0,0,3.0500000000000007,3.0500000000000007,2.5,2.25,0,0,0,0,0,1,1.8000000000000007,2.0999999999999996,0.69999999999999929,0.80000000000000071,0,0,2.9499999999999993,5.15,3.75,4.4000000000000004,2.6099999999999994,3.1500000000000004,2.9499999999999993,0,0,0,0,0,0,0,1.8599999999999994,4.1099999999999994,3,0,0,0,0.55000000000000071,0,0,0,3.75,4.25,3.6999999999999993,0.44999999999999929,0,2.5,8.15,9.25,10.199999999999999,7.65,7.25,7.4499999999999993,9.6999999999999993,9.85,3.6999999999999993,3.1500000000000004,10.1,6.5500000000000007,4.5500000000000007,4.0999999999999996,3.1500000000000004,1.9499999999999993,0.75,1.9499999999999993,3.3499999999999996,3.9000000000000004,0.80000000000000071,0.89999999999999858,10.7,11.45,6.25,6.15,10.050000000000001,11.25,12.85,12.95,13.36,7,0,4.25,3.5500000000000007,5.5500000000000007,11.25,12.7,11.35,11.15,10.75,10.25,12.35,6.85,13.6,13,4.1500000000000004,11.45,13.25,14.85,18.55,16.55,11.45,9.1,14.7,13.5,18.7,16.55,15.55,13.05,9.31,15.85,21.2,21.8,21.3,20.350000000000001,22.55,26.939999999999998,25.2,24.94,27.6,19.690000000000001,11.75,10.3,17.55,18.899999999999999,21.05,24.2,17.5,11.25,22.59,24.5,19.8,22.8,20.149999999999999,18.690000000000001,22.75,19.399999999999999,17.100000000000001,20.9,20.65,18.25,17.46,15.96,15.46,15.55,16.850000000000001,21.6,22.25,22.75,22.25,20.45,16.55,11.5,15.85,16.309999999999999,13.75,17.350000000000001,21.6,24.9,27.05,24.45,24.2,22.85,20.95,29.5,30.6,33.950000000000003,31.6,29.8,32.299999999999997,24.55,27.65,35.950000000000003,33.35,27.55,26.439999999999998,24.19,16.100000000000001,24.65,29,29.55,23.9,21.5,21,26.9,29.85,29.7,28,22.75,29.75,27.89,27.55,34.79,30.64,25.55,31.95,28.1,22.59,28.89,30.25,26.25,25,31.1,37.75,33.35,41.55,40.549999999999997,33.700000000000003,31.89,39.200000000000003,39.299999999999997,32.200000000000003,32,38.65,33.85,33.85,35,38.1,34.6,29.25,30.45,28.85,25.5,35.64,34.65,22.5,20.149999999999999,17.16,18.79,16.600000000000001,20,18.25,16.059999999999999,17.8,14.45,18.850000000000001,22.5,22.3,15.3,20.14,25.44,25.6,22.3,18.05,16.7,23.65,25.3,21.8,18.25,18.100000000000001,17.7,11.3,18,18,18,18,18,18,18,18,18,18,18,18,18,18,5.5,8.5,11.8,7.15,12.2,16,19.29,18.29,15.7,13.5,11.85,9.86,7.9,8.15,6.9,6.65,3.6500000000000004,2.75,7.75,5.15,1.75,0,0,0,0,6.35,9.5,10,6.1999999999999993,0.94999999999999929,0,0,7.4,9.9600000000000009,6.4,12.309999999999999,9.3000000000000007,3.25,0,0,0,0,0,0,10.050000000000001,7.75,6.15,6.5500000000000007,3.9499999999999993,0,6.65,5.0500000000000007,0,2.4000000000000004,0,1.0500000000000007,3.3599999999999994,1.75,0.10999999999999943,0,1.5,3.3499999999999996,0.71000000000000085,2.9499999999999993,3.25,0,0,0.14999999999999858,1.75,0,0.75,3.5,4.3000000000000007,1.1099999999999994,3.6500000000000004,1.1999999999999993,4.4499999999999993,4.9499999999999993,2.5500000000000007,0,0,0,2.25,0.94999999999999929,0.75,0,0,0,0,2.9000000000000004,2.9499999999999993,0,0,0,0,0,1.9499999999999993,1.8599999999999994,1,0,0,0,0,0,0,0,0,0,0,0,2.8000000000000007,2.75,1.1499999999999986,2.0999999999999996,1.25,2.8000000000000007,0,3,2.1999999999999993,0,0,0,0,0,0,0,3.25,2,0.5,0.19999999999999929,3.5,2.4000000000000004,5.65,3.8000000000000007,0.64999999999999858,0,0,0,0,0,0,0,0,0,0,0.85999999999999943,2.9499999999999993,3.0999999999999996,5,8.15,5.4499999999999993,0.94999999999999929,0,0,0.5,2,6.3000000000000007,5.9,4.8000000000000007,3.1099999999999994,2.0500000000000007,1.8000000000000007,4.1099999999999994,3.6500000000000004,0.55000000000000071,0.55000000000000071,7.15,9.4499999999999993,10.25,11.1,7.6,5.4,6.9,6.85,9.15,9.3000000000000007,9.9499999999999993,2.9499999999999993,1.0500000000000007,5.4499999999999993,12,8.4,12.35,16.899999999999999,17.21,13.45,4.9499999999999993,5.5500000000000007,9.25,15.05,7.25,13.1,13.5,12.95,6.75,8.36,16.100000000000001,15.36,10.45,10.8,6.65,6.1999999999999993,3.6999999999999993,6.25,12.2,15.35,14.8,14.3,11.65,9.75,14.2,15.65,11.3,11.55,13.5,7.15,9.31,15.6,17.05,23.35,24.3,18.59,17.21,8.1999999999999993,10.55,17.559999999999999,20.34,17.86,14.6,16.649999999999999,16.55,16.100000000000001,15.3,16.100000000000001,15.3,15.5,11.5,12.95,12.5,15.65,12.85,8.25,14.2,15.65,14.95,19.850000000000001,21.95,18.850000000000001,12,12.1,10.45,8.9,15.75,18.89,17.350000000000001,22.05,16.649999999999999,18.09,19.2,21.45,21.05,23.7,33.5,30.35,22.64,21.4,19.850000000000001,14.2,19.7,28.3,26,28.35,25.15,18.09,19.350000000000001,23.3,29.64,29.2,27.939999999999998,25.35,29.15,27.3,24.5,17.95,15.95,20.7,19.75,24.55,20.25,15.9,16.5,20.04,10.7,18.149999999999999,19.649999999999999,18.5,17.46,16.5,19.600000000000001,27,32.299999999999997,29.25,38.299999999999997,37.35,26.8,20.45,26.1,31.45,17.36,13.65,16.86,20.54,20.95,19.100000000000001,22,25.8,20.399999999999999,11.85,17.61,27.5,27.05,25.15,22.65,24.55,24.35,12.5,9.56,4.4499999999999993,10.35,15.26,11.85,14.45,11.95,11.95,9.81,11.85,17.75,21.15,20,19.850000000000001,17.95,16.899999999999999,19.5,20.85,19.25,12.6,13.3,16.96,12.95,5.5500000000000007,13.059999999999999,19.54,23.75,24.55,26.79,17,16.21,19.600000000000001,23.2,23.1,14.01,18.850000000000001,17.46,15.81,10.4,7.9600000000000009,6.1999999999999993,4.75,10.059999999999999,10.8,8.35,7.85,11.85,12,12.25,16.7,13.85,15.41,12.7,12.5,10.75,11,10.5,10.1,8.1,5.15,8,11.35,11.75,10.45,7.85,2.5999999999999996,3.1999999999999993,11.6,15.35,9.86,8.31,8.65,7.75,5.8000000000000007,3.3000000000000007,3.6999999999999993,3,2.3499999999999996,0,0,0,0,0,0,1.4499999999999993,3.8000000000000007,0,0.64999999999999858,0.44999999999999929,0,5.0000000000000711E-2,5.25,8.75,6.8599999999999994,5.4499999999999993,0,3.3499999999999996,5.4499999999999993,4.1500000000000004,3,0.60999999999999943,0,0,0,0,1.6499999999999986,1.6499999999999986,2.6999999999999993,1.6099999999999994,0,0,0,1.6499999999999986,1.8500000000000014,2,2.25,1.5500000000000007,0.89999999999999858,0.35999999999999943,0,0,0,0,0,0,0,0,0,0,0,1.1499999999999986,1.5500000000000007,0,1.3000000000000007,0.69999999999999929,0,0,0,0,0,0,0,0,0,0,0,0,0,0,0,0,0,0,0,0,0,0,0,0,0,0,0,0,0,0,0,0,2.6999999999999993,0.69999999999999929,0,0,0,0,0,0,0,0,2.3000000000000007,2.9499999999999993,2.5500000000000007,3,0.30000000000000071,0,0,0,0,0,4.4000000000000004,4.1999999999999993,1.3599999999999994,4.0500000000000007,5.25,3.5,0,0,0,1.1600000000000001,1.4499999999999993,0,5.15,7.4,7.9,5.15,4.6999999999999993,3.6500000000000004,4.0500000000000007,3.1999999999999993,5.25,3.1999999999999993,5,3.4499999999999993,1.8599999999999994,0.64999999999999858,1.8000000000000007,7.1,12.65,12.91,10.65,4.6099999999999994,10.85,11.9,7.9499999999999993,0.35999999999999943,0,1.8000000000000007,5.5500000000000007,6.65,11.5,13.35,9.56,11.559999999999999,16.149999999999999,19.54,16.3,15.1,5.6,14.65,15.85,7.4499999999999993,3.5999999999999996,10.65,13.55,9.9,11.1,10.75,11,14.75,12.059999999999999,14.26,17.309999999999999,12.2,12.1,13.3,13.1,14.11,8,11.9,19.690000000000001,20.100000000000001,21.5,22.4,16.350000000000001,14.16,15.45,16.260000000000002,15.5,10.809999999999999,10.1,14.45,15.85,16.100000000000001,17.5,17.75,19.2,17.91,21.3,25.05,23.15,22.45,19.45,23.69,28.05,29.9,28.39,22.94,27,29.3,24.25,23.4,18.2,19.95,16.86,18.8,14.9,17.649999999999999,20.85,18.75,21.3,19.25]
["Chapleau Public Utilities Corporation (Chapleau Township)","Chapleau",50.2,49.75,43.95,28.15,35.5,43.5,43.45,34.700000000000003,35.75,24.5,19.7,21.25,20.149999999999999,29,35.5,28,31.5,37.89,34.6,45.2,46.75,42.15,42.35,38.049999999999997,40.5,44.75,45.05,40.950000000000003,32.950000000000003,27.1,35,32.64,35.6,31.65,33.299999999999997,37.700000000000003,34.39,33.1,36.14,35.14,40.25,40.29,30,28.14,31.5,35.14,39.200000000000003,37.6,24.75,22.3,26.5,22.3,28.5,33,35.299999999999997,35.89,41.1,43.5,44.05,38.299999999999997,41.4,38,36.35,38.35,32.950000000000003,26.25,30.35,29.5,21.5,29.7,40.15,38,24.35,34.25,38.5,35.6,24.75,21.4,27.5,29.25,30.8,37.29,33.5,34.25,32.75,27.05,27.4,26.75,25.3,20.100000000000001,19.79,23.7,24.6,22.5,23.75,17.25,13.2,16.600000000000001,19.5,13.3,15.95,18.64,14.5,23,29.1,27.89,19.989999999999998,19.14,20.350000000000001,14.5,9.35,17.5,17.649999999999999,17.350000000000001,16.3,17.41,17.399999999999999,15.65,14.5,12.75,13.2,14.5,13.15,12.15,14,13.3,11.45,11.85,7.0500000000000007,12.5,8.4,13.91,8.81,11.55,15.55,16.149999999999999,15.2,9.25,7,6.5,6.9499999999999993,9.31,3.9499999999999993,3.8000000000000007,0.19999999999999929,0,4.3499999999999996,3.1500000000000004,1.8000000000000007,0.89999999999999858,0.19999999999999929,0,1,4.9000000000000004,6.9499999999999993,5.0500000000000007,3.9000000000000004,0,3.75,4.6500000000000004,1.3000000000000007,0.89999999999999858,0,7.75,7,1.1999999999999993,0,0,1.6099999999999994,3.8000000000000007,4.9499999999999993,0.39999999999999858,0.39999999999999858,0,5.0999999999999996,4.1500000000000004,2.4000000000000004,0.25,0,0,0,0,3.0500000000000007,4.4499999999999993,1.3999999999999986,1.8000000000000007,1.25,2.0999999999999996,6.25,7.25,3.5,1.5,0,4.1999999999999993,2.9499999999999993,6.1,4.0500000000000007,2.3000000000000007,0.35999999999999943,0,0,0,0,5,1.8999999999999986,0.94999999999999929,0.69999999999999929,3.0500000000000007,4.5,4.0999999999999996,4.9000000000000004,5.8599999999999994,3.9000000000000004,2,2.3499999999999996,3.4000000000000004,2.8000000000000007,1.3599999999999994,1.8599999999999994,5.0000000000000711E-2,0,0,0,5.75,7.4499999999999993,6.0500000000000007,3.8499999999999996,5.35,5.65,5.0500000000000007,4.6500000000000004,2.25,0,0,0,0,0,2.8000000000000007,5.9499999999999993,5.25,6.35,1.5500000000000007,4.3499999999999996,0,2.5,1.1499999999999986,0,3.4499999999999993,6.15,7.6,2.9499999999999993,1.75,11.4,12.45,12,11.1,11.35,8.06,8.85,16.5,16.25,11.7,4.6500000000000004,10,10.65,5.0999999999999996,3,4.25,1.1099999999999994,0.75,2.5999999999999996,14.75,11.4,11.05,4.6999999999999993,6.5,14.25,15.05,13.6,12.7,14.8,14.55,13.8,13.85,11.6,11.95,10.5,11.85,11.7,14.5,18.600000000000001,16.71,16.100000000000001,18.75,16.350000000000001,13.5,14.16,11.65,17.5,18.850000000000001,12.95,17,17.809999999999999,22,21.4,17.75,13.7,13,16.95,20.45,21.84,24.35,27.1,26.15,26,26.689999999999998,25.55,25.05,24.2,25.35,26.8,32,33.950000000000003,34,31.7,21.7,16,19.29,27,26.5,38.950000000000003,38.950000000000003,23.3,25.35,37.950000000000003,30.45,30.65,36.049999999999997,22.9,29.5,31.15,20.29,28.25,34.1,31.05,21.6,19,18.3,16.75,21.85,31.5,32.950000000000003,34.35,29.3,24.75,20.04,21.84,21.95,21.05,19.600000000000001,22.9,33.299999999999997,39.9,45.35,38.1,34.299999999999997,43.1,32.9,34.75,46.5,38.5,41.85,31.95,40.25,39.549999999999997,34.25,40.65,35.700000000000003,28.25,29.25,41.75,34.75,28.7,41.85,40.299999999999997,28.9,26.54,24.1,29.6,41.2,38.85,36.700000000000003,34.299999999999997,30.85,40.799999999999997,39.75,47.65,45.15,33.299999999999997,39.75,41.8,33.549999999999997,37.6,38.049999999999997,37.64,34.85,33.5,45.65,42.65,42.45,45.75,43.04,35.75,43.5,47.35,44.5,31.6,42.5,42.1,32.950000000000003,42.65,43.8,35.75,29.95,28.65,30.35,32.299999999999997,34,40.9,30.2,26.85,27.939999999999998,23.25,13.95,21.3,27.05,21.05,19.8,20.149999999999999,13.41,24.4,28.1,25.740000000000002,18.29,28.45,32.1,33.1,27.25,23.4,24.7,32.1,30.35,21.05,21.3,28.75,23.3,14.55,21.1,27.65,29.2,24.5,22.44,18.64,19.5,18,15.2,10.4,10.4,12.45,14.26,11.5,10.3,12.2,13.45,14.2,16.2,19.5,23.05,19.850000000000001,17.649999999999999,16.2,14.41,11.6,12.7,14.5,9.81,5.65,6.4499999999999993,3.1500000000000004,9.25,6.3000000000000007,1.8999999999999986,0,11.05,10.6,13.2,14.95,11.9,10.9,8.1,7.6,5.5,0,18.399999999999999,11.5,10.45,15.2,7.0500000000000007,0,4.8499999999999996,0,2.1099999999999994,7.75,0.75,9.81,12.05,9,6.6999999999999993,2.6500000000000004,3.0999999999999996,6.75,7.85,8.9,5.15,3.0999999999999996,3.0500000000000007,1.5500000000000007,2.0500000000000007,1.25,1.9499999999999993,0,1.5500000000000007,3.25,1.8999999999999986,7.5500000000000007,7.5500000000000007,2.1500000000000004,2,2.4000000000000004,1.5500000000000007,2.9499999999999993,2.0500000000000007,0,0.44999999999999929,0,8.4499999999999993,6.3599999999999994,5,3.5,5.0000000000000711E-2,0.39999999999999858,0,3.8599999999999994,2.8499999999999996,1.6999999999999993,0,0,0,0,4.25,5.4,0,2.4000000000000004,0,0,0.35999999999999943,1.75,1.8000000000000007,0.69999999999999929,0.91000000000000014,0,0,0,0,0,0.14999999999999858,1.8599999999999994,1.3599999999999994,0.89999999999999858,3.5,4.3499999999999996,3.6999999999999993,4.1500000000000004,0.89999999999999858,0,0,0,2.5,3.0999999999999996,0,0,0,0,0,3.5,0,0.30000000000000071,2.3499999999999996,0,0,4.6099999999999994,5.1099999999999994,7.6,3,1.1499999999999986,1.1499999999999986,0.60999999999999943,0,0,0,0,0,0,0,0,0,2.0500000000000007,4.6999999999999993,8.6,13.85,9.4,2.5500000000000007,0,0,0,0,7.15,5.35,4.3000000000000007,1.6999999999999993,8.25,8.35,5.9,2.9000000000000004,0.55000000000000071,0.39999999999999858,9.6,13.809999999999999,14.05,13.1,14.7,11.45,11.7,8.9,10.050000000000001,14.95,10.809999999999999,13.95,3.1099999999999994,3.1500000000000004,10.1,13.85,11.7,18.95,20.54,20.440000000000001,12.91,15.4,19.45,17.5,15.41,12.15,16.059999999999999,17.66,14.25,14.8,13.7,17.399999999999999,13.75,12.15,11.85,13.6,7.5,6.6,12.5,17.55,15.96,11.1,13.55,14.75,17.61,22.3,21.2,15.1,16.05,14.05,9.6999999999999993,12.4,20.59,24.8,27.939999999999998,27.8,24.4,18.95,14.6,30.6,27.4,23.45,19.54,21.55,17.7,22.55,18.79,14.85,16.95,17.71,18,15.75,15,15.8,19.95,19.79,19.25,18.39,24.3,20.75,23.25,20.2,24.55,21,25.1,19.79,17.25,20.2,22.34,30.2,38.25,32.299999999999997,30.6,27.6,23.69,22.65,33,41.35,30.7,21.3,20.54,18.55,18.399999999999999,34.6,37.200000000000003,38.85,43.7,42.5,37.35,36.25,40.200000000000003,42.1,32.799999999999997,28,27.14,30.64,27.9,23.5,21.59,25.95,29.8,24.35,40.4,28.55,19.649999999999999,28.5,28.3,25.3,33.950000000000003,32.85,28.4,30.25,24.8,32.25,39.200000000000003,40.049999999999997,40.35,45.9,42.25,31.15,23.9,35.79,31.95,21.4,18.5,33.75,36.950000000000003,26.6,20.6,29.85,31.95,20.25,33.299999999999997,33.75,37.75,38.549999999999997,38.25,24.8,26.9,21.240000000000002,17.2,15.8,13.85,22.09,17.25,11,16.600000000000001,17.100000000000001,13.16,18.440000000000001,18,26.6,27.85,26.79,25.25,26.75,27.8,25.69,22.65,17.25,15.4,18.8,20.65,15.15,17.850000000000001,22.84,28.35,33.35,33.39,29.85,20.85,26.4,29,29.8,28.25,19.600000000000001,21.7,20.09,16.100000000000001,8.75,10.059999999999999,7.3000000000000007,17.25,11.6,10.559999999999999,11.2,17,17.96,15.75,16.649999999999999,16.600000000000001,17.850000000000001,15.41,13.3,9.75,10.85,10.809999999999999,10.9,14.85,8.81,5.15,11.5,15.2,13.309999999999999,9.85,6.3000000000000007,7,8.9,15.65,17.16,14.26,11.309999999999999,9.56,4.9000000000000004,5.5,7.1999999999999993,7.15,0.25,0,6.3000000000000007,3.3000000000000007,0,0,0,1.8999999999999986,6.4,5.8000000000000007,4.4499999999999993,6.5,7.3000000000000007,4.9000000000000004,5.4,11.45,9.1999999999999993,8.6,5.5500000000000007,0.60999999999999943,5.65,4.6500000000000004,1.6099999999999994,1.5,0,0,0,0,1.6499999999999986,5.75,6.5500000000000007,2.5,0.41000000000000014,0,0,3.1999999999999993,3.6500000000000004,3.8499999999999996,3.4000000000000004,3.9499999999999993,2.0500000000000007,0,0,0,0,0,2.4000000000000004,0,1.6099999999999994,0,0,0,1.5500000000000007,6.5500000000000007,4.25,3.25,2.5,2.8000000000000007,0,0,0,0,0,0,0,0,1.2100000000000009,2.3499999999999996,0.30000000000000071,0,0,0,0,0,0,5.0000000000000711E-2,5.0000000000000711E-2,0,0,0.44999999999999929,0.14999999999999858,0.64999999999999858,2.6999999999999993,0.39999999999999858,0,0,0,0,0,0,5.3000000000000007,4.5,0,0.80000000000000071,0,2.5500000000000007,3.1500000000000004,1.75,2.3599999999999994,0,4.25,4.6099999999999994,5.15,2.4000000000000004,0.94999999999999929,0,0,1.6499999999999986,2.4499999999999993,1.3599999999999994,5.6,5.6099999999999994,0.5,5.4,6.8000000000000007,5.75,2.9000000000000004,0.60999999999999943,3.1099999999999994,1.4600000000000009,2,3.6500000000000004,8.06,9.06,9.85,8.5500000000000007,6.1099999999999994,7.5500000000000007,5.6999999999999993,5.3000000000000007,6.0500000000000007,5,5.9,8.36,5,2.75,4.4499999999999993,4.9499999999999993,12.9,15.6,11.35,5.5500000000000007,10.85,16.2,13.41,6.4,9.6999999999999993,14.65,10.1,8.5,13.3,16.75,16.8,13.6,16.8,18.649999999999999,21.65,20.45,19.649999999999999,13.8,15.7,15.25,8.5,13.2,17.11,16.71,12.6,10.6,5.85,13.6,15.41,10.15,21.1,17.36,11.55,15.15,14,15.5,12.25,12.85,17.25,27.35,26.5,25.8,25.9,21.95,20.25,22.39,21.2,16.25,14.2,17.649999999999999,18.899999999999999,19.79,22.75,23.3,20.3,19.05,23.6,25.6,31.25,34.29,31,27.3,32.6,39.5,40.15,36.950000000000003,38.1,44.6,32.75,23,21.45,21.4,20.2,24.35,31.6,22.34,27.5,29.75,23.9,32.549999999999997,35.6]
["Collus PowerStream (Collingwood, Stayner, Creemore and Thornbury)","Collingwood",31.05,37.29,34.799999999999997,22.95,20.100000000000001,26.1,34.299999999999997,29,25.35,21.1,14,16.149999999999999,13.4,16.3,20.54,23.65,18.75,22.2,22.25,30.4,36.950000000000003,38.6,36.14,33.64,29.25,30.9,29.1,31.85,30.39,25.45,23.45,24.15,22.75,27.25,24.7,27.189999999999998,28.1,28.25,27.05,28.6,28.6,33.049999999999997,30.8,26.4,23,28.189999999999998,31.8,31.85,20.64,18,16.55,15.75,19.149999999999999,22.8,27.55,28.35,31.35,32.6,35.049999999999997,26.15,32.549999999999997,34.200000000000003,30,31.14,31.45,21.15,20.440000000000001,22.6,14.1,14.41,25.15,29.25,16.600000000000001,22.45,33,30.5,20.85,16.91,18.2,19.649999999999999,21.15,29.2,25.65,23.75,29.65,20.65,13.4,17.75,19.45,17.86,13.45,17.149999999999999,17.559999999999999,14.2,17.75,14.2,13.41,12.35,13.9,7.5500000000000007,11,12.45,6.3599999999999994,7.6999999999999993,20.75,21.95,14.55,11.8,15.5,8.5,4.9499999999999993,12,14.25,14.8,11.5,15.05,13.3,12.4,9.6999999999999993,10.25,7.8100000000000005,9.9499999999999993,11,10.75,13.15,12.559999999999999,9.5,3,0,4.4499999999999993,4.0500000000000007,1.3999999999999986,0,7.65,4.25,11.2,11.35,8.1999999999999993,6.5500000000000007,5,3.3000000000000007,6,4.25,3.8000000000000007,2.4000000000000004,0,1.8000000000000007,6.4499999999999993,6.0500000000000007,4.5500000000000007,2.75,0,0,0,2.3499999999999996,5.9499999999999993,5.4,4.0999999999999996,3.3000000000000007,2.1099999999999994,2.8000000000000007,0,0,2.6500000000000004,7.65,2,0,0,2.9499999999999993,3.6999999999999993,5.3000000000000007,1.75,1.5,0,0,2.3000000000000007,1.1099999999999994,0.64999999999999858,0,0,0,0,0,3.75,1.8599999999999994,0,0,0,0,3.0999999999999996,3.5,2.6500000000000004,0,0,0.14999999999999858,0,3.25,1.6999999999999993,0.89999999999999858,0,0,0,0,0,1.5500000000000007,0,0,0,1.6999999999999993,2.1999999999999993,2,1.6999999999999993,0,0,0,0,0,0,0.80000000000000071,1.1099999999999994,0,0,0,0,2.6500000000000004,5.35,1.4499999999999993,1.3999999999999986,3.4499999999999993,2.9000000000000004,0,0,0,0,0,0,0,0,1.1099999999999994,3.4499999999999993,0.75,0,0,0,0,0,0,0,1.3999999999999986,2.4499999999999993,0.75,0,0,0.94999999999999929,6.85,8,5.25,5.0999999999999996,5.8000000000000007,3.0500000000000007,9.9,9,1.1099999999999994,2.6999999999999993,7.25,1.8999999999999986,1.5500000000000007,1.75,3.4499999999999993,3.25,2.1099999999999994,2.1999999999999993,1.1499999999999986,2.4499999999999993,0.75,0.25,8.65,9.65,5.35,4.5,8.75,9.1999999999999993,9.65,10.199999999999999,9.1999999999999993,5.8000000000000007,0,3.4000000000000004,5.15,3.8000000000000007,10.199999999999999,12.85,9.5,9.9,11.6,11.25,11.6,4.9499999999999993,9.81,11.3,3.4000000000000004,9.85,12.7,13.85,16.2,13.85,8.9,7.65,12.2,12.8,16.86,15.45,15.15,13.6,6.5500000000000007,14.05,16.05,19.04,17.95,18.350000000000001,19.600000000000001,23.5,23.09,22.05,22.45,16.91,9.9499999999999993,7.65,15.95,18.3,20.95,24.15,17.399999999999999,10.45,20.95,24.9,17.71,20.75,20.2,16.95,22.09,19.3,17.3,21.45,20.2,17.61,16,15.85,15.75,15.71,17.16,20.29,21.25,21.35,18.7,20.04,16.149999999999999,11.3,13.95,13.95,11.309999999999999,17,21.75,25.5,26.14,22.59,25.15,23.6,21.95,28.39,27.55,32.200000000000003,28.6,27.65,28.3,24.4,26.95,35.29,31.2,22.59,28.05,26.05,15.8,23.85,31.39,31.3,25.4,19.14,20.7,29.1,32.75,29.85,27.939999999999998,22.3,26.5,26.939999999999998,28.189999999999998,31.3,26,24.1,30.25,24.75,24.5,29.3,29.65,27.35,25,29.7,33.549999999999997,32.5,40.9,40.1,31.35,29.75,36.25,36.200000000000003,29.35,30.9,36.1,30.05,30.35,34.5,31.55,26.55,27.1,26.1,25.2,25.85,33.200000000000003,28.85,20.65,19.100000000000001,15.8,11.6,14.7,20.350000000000001,15.66,14.9,17.399999999999999,13.75,18.59,22,22.55,16.399999999999999,19.850000000000001,26.39,29.25,25,17.45,16,23.6,25.6,18.25,15.75,19.55,18.600000000000001,8.5,11.95,18.09,19.8,16.45,13.559999999999999,16.600000000000001,10.65,7.5500000000000007,12.6,9.1999999999999993,4.1500000000000004,9.9499999999999993,12.5,6.9499999999999993,10.1,9.6,9.65,5.6999999999999993,11.25,15.46,17.91,17.8,17.21,12.85,12.4,10.4,10.25,9.85,8.5,7.5,2.3000000000000007,2.6999999999999993,9.31,8.5,5.25,0,2.75,7.3599999999999994,0.35999999999999943,6.3599999999999994,11.15,11.35,6.5,7.65,0.64999999999999858,0,8.56,11.25,5.65,12.95,6.0500000000000007,0,0,0,0,2,0,1.6499999999999986,10.559999999999999,9.4,7.85,1.8999999999999986,2.1999999999999993,1.75,7.1,1.8000000000000007,1.1099999999999994,1.8000000000000007,0,2.4499999999999993,4.8000000000000007,2.6999999999999993,0.80000000000000071,0.64999999999999858,2.4499999999999993,1.25,0.25,5.6,1.1499999999999986,0.69999999999999929,0,0,2.6500000000000004,2.1999999999999993,1.6099999999999994,2.25,3.6999999999999993,0,0.21000000000000085,2.0500000000000007,4,3.25,1.1499999999999986,0.35999999999999943,0,0,1.5500000000000007,1.1099999999999994,0.10999999999999943,0,0,0,0,3.6099999999999994,0.35999999999999943,0,0,0,0,0,0,0.19999999999999929,0,0,0,0,0,0,0,0,0,0,0,0,1.0500000000000007,1.3599999999999994,5.0000000000000711E-2,0,0,0,0,0.55000000000000071,0,0,0,0,0,0,0,0,1.1999999999999993,0.19999999999999929,0,0,2.3000000000000007,2.1500000000000004,1.8000000000000007,1.1499999999999986,0.69999999999999929,0,0,0,0,0,0,0,0,0,0,0,0,0.35999999999999943,2.5999999999999996,3.6500000000000004,0.55000000000000071,0,0,0,0,0,4.1099999999999994,2.6500000000000004,4.5500000000000007,1.8000000000000007,0.46000000000000085,5.0000000000000711E-2,1.1999999999999993,0,0,0.55000000000000071,5.9499999999999993,7.4499999999999993,8.11,8.9499999999999993,6.9499999999999993,7.0500000000000007,4.9000000000000004,7,8.6,6.0500000000000007,8.9499999999999993,0,0,4.1500000000000004,8.85,4.8499999999999996,11.1,15.8,17.41,10.65,4.1999999999999993,4.1999999999999993,6.6099999999999994,11.9,6.65,9.9,11.55,11.1,8.31,9.35,14.55,12.7,7.9499999999999993,5.25,5.3000000000000007,2.0999999999999996,0,4.75,10.35,10.8,12.1,12.65,9.75,10.050000000000001,13.4,14.2,10.8,11.9,12.3,7.9,7.5,13.2,15.75,19.3,19.3,16.149999999999999,15.1,5.9499999999999993,10.3,17.91,17.649999999999999,17.95,15.05,14.5,14.75,13.6,14.7,13.35,15.71,13.55,10.199999999999999,9.81,8.9,13,10.35,7.3000000000000007,13.16,15.7,13.86,17.91,20.5,16,12.6,10.4,6.85,6.9,13.9,17.25,18.149999999999999,23.35,19,16.350000000000001,16.649999999999999,19.25,18.8,22.5,31.65,28.65,19.399999999999999,16.7,18.649999999999999,13.91,19.04,26.1,24,25.94,23.6,19.2,18.7,24.69,29.65,18,18,18,22.65,27.4,21.6,16.86,15.85,20.100000000000001,18.5,24.35,19.04,10.45,15.4,17,11.65,18.5,19.3,17.46,15.9,16.46,21.4,25.19,29.75,28.7,39.15,38.14,28.189999999999998,20.350000000000001,23.65,27.29,18.29,12.65,18.05,24.3,21.9,20,21.9,25.1,17.46,10.5,19.79,27.05,26.939999999999998,27.05,22.8,22.35,21.75,11.65,9.1,5.5500000000000007,12.55,18,11.5,13.45,10.25,14.8,11.7,13.5,17.350000000000001,21.15,20.8,18.25,16.899999999999999,17.05,19.399999999999999,20.05,18.75,11.15,13.91,18.05,11.35,7.15,11.8,18.25,22.4,22.45,23.15,18.7,17.809999999999999,21.09,23,21.55,11.45,17.8,17.510000000000002,16.059999999999999,9.7100000000000009,6.5,9.65,6.9499999999999993,13.05,8.8000000000000007,4.1500000000000004,9,15,12.5,14.05,14.1,14.9,13.809999999999999,12.7,11.25,11.65,10.85,9.6999999999999993,5.4,9.56,6.35,5.35,12.85,12.1,11.3,6.15,1.5500000000000007,5.0999999999999996,11.5,14.4,12,11.3,10.7,7.0500000000000007,6.9,4.1999999999999993,6.85,6,3.4499999999999993,0.30000000000000071,0,0,0,0,0,4.0500000000000007,1.1099999999999994,0.14999999999999858,3.25,1.5500000000000007,0,5.0000000000000711E-2,4.6999999999999993,7.35,6.6,4.75,0,3.1099999999999994,4.5,6.1,1.8000000000000007,0,0,0,0,0,0.85999999999999943,4.25,4.0999999999999996,1.4499999999999993,0,0,0,1.6499999999999986,1.25,0.35999999999999943,0.60999999999999943,0,0,0,0,0,0,0,0,0,0,0,0,0,0,1.5500000000000007,0,0,0.80000000000000071,0,0,0,0,0,0,0,0,0,0,0,0,0,0,0,0,0,0,0,0,0,0,0,0,0,0,0,0,0,0,0,0,0,0.39999999999999858,0,0,0,0,0,0,0,0,0,0,3.4000000000000004,2.4499999999999993,0.69999999999999929,0,0,0,0,0,0,2.3499999999999996,0,0,3.9000000000000004,3.6099999999999994,0.30000000000000071,0,0,0,0,0,0,2.8000000000000007,6.25,5.6999999999999993,4.5500000000000007,3.4499999999999993,0.94999999999999929,3.3000000000000007,2.0500000000000007,4.1500000000000004,2.8000000000000007,3.1500000000000004,1.3599999999999994,0,0,0,5.65,9.15,12.1,6.0500000000000007,0.75,9,7.6999999999999993,4.75,1.6999999999999993,1,0,2.8000000000000007,5.25,8.9,11.1,8.4499999999999993,11,12.3,15.1,15.81,11.3,4.25,10.5,12.85,5.75,6.0500000000000007,8.31,9.06,4.9000000000000004,9.5,5.4,6,11.2,2.6500000000000004,9.65,12.4,7.3000000000000007,6.75,8.85,9.6999999999999993,9.85,1.8999999999999986,8.65,16.5,17.649999999999999,17.36,19.850000000000001,17.850000000000001,13.91,13.559999999999999,15.2,14.5,8.06,8.75,12.05,15.25,15.4,17.850000000000001,15.41,14.8,15.4,18.149999999999999,22.84,24.85,21.65,17.5,21.1,24.35,26.55,25.7,21.4,25,26.6,22.3,15.9,17,14.85,15.75,20.09,15.6,17.16,19,17.45,20.5,19]
["Co-operative Hydro Embrun (Embrun)","OttawaSouth",40.85,42.5,43.1,32.049999999999997,23.15,22.45,34.299999999999997,31.4,29.6,26.85,17.11,16.600000000000001,15.71,18.54,20.8,23.95,21.05,24.25,24.1,33.950000000000003,41.55,40.15,39.799999999999997,35.6,30.6,38.39,32.5,34.6,31.8,28.1,22.3,27.1,24.45,28.85,28.35,31.64,33.049999999999997,28.8,29,27.5,30.85,35.75,35.14,30.55,26.689999999999998,27.25,31.89,33.1,28.7,20.75,21.2,16.399999999999999,17.75,21.25,28.1,30.95,31.95,30.8,34.700000000000003,28.2,33.549999999999997,35.64,33.450000000000003,31.1,33.39,27.85,22.25,26.4,19.54,15.85,25.15,31.4,20.9,21.3,31.85,31.95,26.4,21.75,17.600000000000001,20.149999999999999,20.7,29,29.75,26.05,27.6,27.25,17.600000000000001,17.05,16.899999999999999,15.46,17.809999999999999,15.85,17.3,17.2,15.71,15.35,14,14.35,15.96,10.199999999999999,11.25,9.9499999999999993,11.85,3.5,17.96,21.8,16.96,12.6,14.1,10.85,4.0500000000000007,9.4,12.25,12.2,11.65,12.85,10.4,7.5500000000000007,8.35,11.85,5.9499999999999993,6.6999999999999993,6.0500000000000007,10.35,8.56,9.4,9.4499999999999993,6.65,3.6099999999999994,0.94999999999999929,2.0999999999999996,2.4499999999999993,5.15,0,0,3.9499999999999993,8.31,8.9499999999999993,4.0500000000000007,2.6500000000000004,2.9000000000000004,0.14999999999999858,3.0999999999999996,1.3000000000000007,1.75,0,1.8599999999999994,5.0999999999999996,4.4000000000000004,0.69999999999999929,1.6499999999999986,1.8599999999999994,0,0,3.25,3.5,1.1499999999999986,0,0,0,0,0.75,1.1999999999999993,0,4,1.25,2.1999999999999993,0,0,0,1.3999999999999986,5.0000000000000711E-2,0,0,0,0,0,0,0,0,0,0,0,0,0,0,0,0,0,0.14999999999999858,0.94999999999999929,0,0,0,0,0,0.19999999999999929,1.5500000000000007,0,0,0,0,0,0,0.44999999999999929,0,0,0,1.6099999999999994,1.9499999999999993,1.4499999999999993,0.80000000000000071,0,0,0,0,0,0,0,0,0,0,0,0,0.25,4.25,4.1099999999999994,2.9499999999999993,1.3999999999999986,3,2.3000000000000007,0,0,0,0,0,0,0,0,1.8000000000000007,1.5,0,0,0,0,0,0,0,1.8000000000000007,2.9000000000000004,0.89999999999999858,0.39999999999999858,0,2.3000000000000007,7.6999999999999993,9.6999999999999993,8.9499999999999993,6.25,5.4499999999999993,7.25,10.6,11.2,4.5500000000000007,1.6499999999999986,10.25,6.3000000000000007,3.0999999999999996,1.4499999999999993,0,0,0,2,6,3.25,3.4000000000000004,1.6499999999999986,6.6,9.56,8.1999999999999993,3.5,6.65,11.5,11.75,11.25,11.25,9.4,0,0,1.9600000000000009,3.0999999999999996,9.4,15.05,15.8,12.3,9.15,8.85,7.15,10,10.3,11.25,8.81,8.1999999999999993,14.35,15,14.3,15.5,14.76,8.15,10.15,12.7,16.5,16.600000000000001,15.3,14.85,10.85,13.6,18.7,20.6,21.05,18.5,18.64,22.69,24.55,21.4,25.3,19.600000000000001,12.2,5.6999999999999993,14.35,20.100000000000001,21.59,25.05,24.15,13.2,22.1,30.05,21.25,26,28.65,21.25,28.25,27.689999999999998,21.3,19.55,21.5,22.55,22.19,18.899999999999999,18.75,18.850000000000001,17.899999999999999,20.65,27.439999999999998,28.7,27.65,25.55,20.75,16.05,12.75,14.4,13.9,15.56,25.15,31.75,28.7,23.55,27.8,30.55,23,33.25,35.200000000000003,37.64,37.14,29.05,31.15,26.6,29.3,39.049999999999997,37.950000000000003,30.9,30.5,38.9,23.4,26.15,35.89,33.75,31.75,23.9,21.5,29.8,36.85,31.35,31.4,31.5,31.05,37.549999999999997,35.1,36.89,34.89,26.85,36.75,33.35,30.95,33.450000000000003,31.8,26.85,32.200000000000003,33.549999999999997,40.799999999999997,35.14,36.85,39.700000000000003,37.6,32.950000000000003,34.450000000000003,36.6,33.64,27.6,39.200000000000003,35.700000000000003,33.1,36.1,35,30.05,28,27.45,30.35,21.55,33.25,33.25,24.95,22.45,18.690000000000001,15.85,15.4,23.65,24.94,20.85,19.850000000000001,19.55,21,25.65,25.5,20.34,22.25,29.65,29.4,24.6,20.04,15.65,22.39,24.85,21.25,15.6,19.45,20.3,11.809999999999999,9.56,19.2,19.95,19.8,15.75,17.75,15.41,10.25,12.8,8.4600000000000009,6.5500000000000007,7.6099999999999994,10.6,9.5500000000000007,4.0999999999999996,8.25,11.85,11.2,9.5,11.95,14.7,16.399999999999999,14,11.35,8.1,5.5,5.25,5.75,3.25,3.6099999999999994,0.10999999999999943,0,4.1999999999999993,3.5500000000000007,0,0,0,1.4499999999999993,8.06,2.75,6.8000000000000007,7.5,5.1999999999999993,0.94999999999999929,0.75,0,0.14999999999999858,8.31,4.5999999999999996,12.65,10.46,0,1.4600000000000009,0,0,1.25,0.44999999999999929,0,7.4,5.25,6.85,5.0999999999999996,1.3599999999999994,0,4.9499999999999993,4.1999999999999993,0,2.0500000000000007,0,0,2.3000000000000007,0,0.10999999999999943,0,0,2.4000000000000004,0,2.9499999999999993,1.6600000000000001,0,0,0,0,1,0.35999999999999943,0.94999999999999929,3.8000000000000007,0.46000000000000085,0,0.55000000000000071,1.8999999999999986,1.1099999999999994,5.0000000000000711E-2,0,0,0,0,0.10999999999999943,0,0,0,0,0,2.3499999999999996,1.1499999999999986,2.3000000000000007,0,0,0,0,0,0,0,0,0,0,0,0,0,0,0,0,0,0,0,0,0.10999999999999943,0,0,0,0,0.55000000000000071,0,0,0,0,0,0,0,0,0,0,0,0,0.14999999999999858,0.55000000000000071,1.6099999999999994,2.4000000000000004,0.44999999999999929,0,0,0,0,0,0,0,0,0,0,0,0.35999999999999943,0,3.6500000000000004,1,0,0,0,0,0,5.0000000000000711E-2,5.4499999999999993,4.9499999999999993,3,1.6099999999999994,2.6999999999999993,6.35,6.6999999999999993,4.8000000000000007,0,0.39999999999999858,7.6999999999999993,8.81,10.1,9.9,7.85,6.35,6.25,6,11.05,11.45,12.2,4.75,0.60999999999999943,3.4499999999999993,11.7,11.45,10.55,17.3,20.25,16.91,6.0500000000000007,10.809999999999999,8.6999999999999993,14.7,13.95,11.6,15.96,13.91,13.3,8.1,16.350000000000001,17.66,8.56,9.15,8.35,9.8000000000000007,5.3000000000000007,3.8000000000000007,12.2,15.71,12.3,15.15,9.35,9.1,14.25,19.2,15,16.21,18.5,15.1,5.8000000000000007,14.5,17.3,16.95,21.990000000000002,23.25,21.05,12.8,11.6,22,22.39,22.59,22.1,16.55,16.100000000000001,14.95,13.059999999999999,13.8,16.149999999999999,17.55,13.16,9.56,7.4499999999999993,12.1,16.350000000000001,15.85,13.45,18.399999999999999,14.25,16.7,20.65,23.15,16.8,14.85,12.45,7.9499999999999993,15.1,19.05,21.05,26.689999999999998,27.85,25.6,21.7,20.29,21.9,26.439999999999998,35.1,34.049999999999997,24.6,22.4,23.5,17.16,17.55,28.55,27.3,31.2,28.9,29.05,24.6,30.2,30.1,32.1,27.5,30.25,26.9,30.25,30.05,22.15,18.64,24.1,21.3,24.05,26.439999999999998,17.71,15.46,22.9,16.649999999999999,18.64,23.6,19.350000000000001,22.39,25.35,25.4,26.5,35.200000000000003,31.6,41,42,35.85,25.15,25.15,32.549999999999997,28.95,15.85,22.34,30.5,30.2,21.1,22.05,30.1,24.44,21.240000000000002,24.3,32.299999999999997,29.85,34.89,30.65,27.1,22.39,16.559999999999999,14.7,11.85,13.8,17.61,14.3,13.85,17.2,15.3,12.7,12,19.850000000000001,22.89,22.15,19.899999999999999,19.54,17.45,22.59,21.85,19.7,13.809999999999999,14.5,16.3,14.9,8.81,10.35,17,25.3,23.25,23.6,20.09,13.95,19.899999999999999,22.35,21.55,15.1,16.25,17,14.8,11.75,8.7100000000000009,5.3000000000000007,8.1999999999999993,9.9499999999999993,9.6999999999999993,6.9,8.31,12.4,13,13.75,12.35,15.45,14.75,13.1,10.050000000000001,10.25,12.15,10.3,8.81,4.3000000000000007,4.0500000000000007,2.6099999999999994,11.8,12.6,8.6999999999999993,4.75,0.85999999999999943,1.1499999999999986,6.15,11.35,10.55,10.4,6.6999999999999993,4.0500000000000007,3,0.85999999999999943,0,0,0,0,0,0,0,0,0,0.60999999999999943,0,0.14999999999999858,0,0,0.69999999999999929,0,1.8000000000000007,7.25,4.6500000000000004,4.8000000000000007,5.35,5.75,3,2.6500000000000004,0,0,0,0,0,0,0,5.0000000000000711E-2,0.55000000000000071,0,0,0,0,0,0,0,0,1.0500000000000007,0,0,0,0,0,0,1.0500000000000007,1.0500000000000007,0,0,0,0,0,0,0,0,0.44999999999999929,0,0,0,0,0,0,0,0,0,0,0,0,0,0,0,0,0,0,0,0,0,0,0,0,5.0000000000000711E-2,0,0,0,0,0,0,0,0,1.3999999999999986,0,0,0,0,0,0,0,0,0,1,3.6500000000000004,3.1500000000000004,0.75,0.19999999999999929,0,0,0,0,0,2.9499999999999993,2.1999999999999993,0,4.3499999999999996,6.75,4.4000000000000004,2.9000000000000004,0,0,0,0,0,5.5,6.8599999999999994,8.1,8.3000000000000007,2.75,3.3000000000000007,4.6999999999999993,3.75,3.9000000000000004,4.25,3.1999999999999993,4.5999999999999996,3.5500000000000007,3.6999999999999993,1.9499999999999993,5.9,11,12.2,9.1999999999999993,5.9499999999999993,9.85,13.85,9,2.0500000000000007,6.4499999999999993,1.8999999999999986,6.1099999999999994,8.6999999999999993,10.6,13.809999999999999,11.7,14.15,15.35,18.190000000000001,18.190000000000001,15.96,13.3,14.95,18.14,14.95,7.35,10.199999999999999,17.36,11.559999999999999,14,13.41,8.9499999999999993,14.1,13.66,12.25,17.05,10.4,11.1,11.95,11.8,13.15,13.15,12.1,18.14,21.35,20.149999999999999,22,20.55,18.2,17.600000000000001,20.149999999999999,20,18.600000000000001,14.6,12.6,15.3,17.46,21.1,22.3,20.2,17.05,19.79,25.35,28.8,27.35,22.3,20.8,25.5,33.65,40.200000000000003,31.1,31.64,38.75,28.25,18,18.75,18.2,16.600000000000001,23.09,21,15.55,23.05,23.2,26.25,29.85]
["Cornwall Electric (Cornwall, South Glengarry, South Stormont, and the Ontario portion of the Mohawk Territory of Akwesasne)","cornwall",37.35,42.8,42.8,37.75,23.2,18.5,30.85,29.05,30.95,29,14.5,14.75,14.11,14.5,19.14,19.149999999999999,20.149999999999999,22.2,21.9,33.25,44.3,44.5,39.1,34.200000000000003,28.7,35.85,31,32.75,29.8,25.55,20.04,24.65,20.25,29.8,27.8,31.8,34.200000000000003,27.75,27.05,26.6,30,37.700000000000003,38.35,33.14,25.4,27.65,31.9,36,29.65,19.95,17.7,15.25,15.65,19.14,25.4,31.2,32.85,30.75,37.049999999999997,31.1,33.14,37.200000000000003,32.75,37.299999999999997,38.5,31.8,24.3,30.25,19.239999999999998,15.1,23.2,30.55,20.8,18.79,31.55,32.75,30.5,20.95,16.100000000000001,19.5,20.95,29.25,31.75,24.6,27.4,27.5,15.3,16.649999999999999,18.600000000000001,16.25,20.100000000000001,16.55,18.440000000000001,17.95,14.55,15.25,14.25,14.55,17,8.9,12.3,11.1,10.65,2.5999999999999996,11,21.15,16.559999999999999,12.95,14.4,12.65,5.6999999999999993,7.9499999999999993,11.75,12.95,13.2,12.85,11.75,11.2,7.1999999999999993,9.5,6.25,6.0500000000000007,5.3000000000000007,8.56,10.25,10.4,10.059999999999999,8.35,2,0,2.0999999999999996,3.9000000000000004,4.25,0,0,2.0500000000000007,6.9499999999999993,7.1999999999999993,5.3599999999999994,3.5500000000000007,1.6600000000000001,1.75,2.6500000000000004,2.6999999999999993,1.5,0,5.1099999999999994,7.15,5.5,1.8999999999999986,4.4000000000000004,1.9499999999999993,0,0,0,3,1.0500000000000007,0,0,0,0,0.25,0.64999999999999858,0,1.3999999999999986,0,0.30000000000000071,0,0,5.0000000000000711E-2,3.1999999999999993,2.5500000000000007,0.69999999999999929,0,0,0,0,0,0,0,0,0,0,0,0,0,0,0,0,0,0.19999999999999929,0,0,0,0,0,0,0.10999999999999943,0,0,0,0,0,0,0,0,0,0,1.5,1.6099999999999994,0.39999999999999858,1.25,0,0,0,0,0,0,0,0,0,0,0,0,0,3.5999999999999996,3.25,1,5.0000000000000711E-2,2.1999999999999993,2.6999999999999993,0,0,0,0,0,0,0,0,1.4499999999999993,1.6499999999999986,0,0,0,0,0,0,0,0.21000000000000085,2.5500000000000007,1.1499999999999986,1.1999999999999993,0,0.14999999999999858,9.9,10.3,12.3,7.65,4,4.75,10.050000000000001,11.4,4.5,0,8.5,5.6,4.0999999999999996,2.5,0,0,0,2.3499999999999996,4.75,5.1099999999999994,3.3499999999999996,0,5.1999999999999993,6.9499999999999993,8.35,2.4499999999999993,4.75,8.81,10.85,8.9,10.55,9.15,0,0,0,1.6099999999999994,6.35,14.45,14.35,11.25,8.75,10.1,7.4,7.25,9.1999999999999993,9.1999999999999993,6.25,5.4499999999999993,12.45,14.45,13.45,14.15,14.35,10.1,7.75,12.25,15.25,14.8,13.8,11.4,10.8,11.85,16.850000000000001,18.850000000000001,18.8,17.2,18.09,20.65,22.2,21.1,24.19,19.05,11.2,4.8499999999999996,13.2,17.36,20.190000000000001,25.1,23.85,12.95,17.91,26.05,16.86,24.15,25.05,20.149999999999999,26.9,27.14,20.59,18.45,20.25,22.15,21.6,18.649999999999999,18.55,18.25,16.649999999999999,19.2,25.85,31.25,27.9,27.439999999999998,20.2,14.4,12.75,14.35,11.7,13.8,23.05,29.95,27,22.75,24.85,30.45,18.350000000000001,30.55,30.64,35.450000000000003,35.299999999999997,27.25,29.95,24.65,26.4,41.95,41.3,31.45,28.75,37.75,21.1,24.05,33.75,33.35,33.450000000000003,22.55,19.350000000000001,30.35,39.15,32.1,31.3,27.689999999999998,29.45,36.6,37.799999999999997,38.549999999999997,33,22.85,36.450000000000003,37.799999999999997,30.15,34.14,31.7,32.25,35.1,32.25,42.29,37.200000000000003,36.85,39.9,40.35,36.14,33.549999999999997,35.35,33.049999999999997,24.75,38.25,35,31.45,37.950000000000003,35.200000000000003,28.45,28.75,27.25,32,20.2,31.65,32.85,23.85,20.5,19.149999999999999,17,14.6,23.7,24.15,18.149999999999999,23.95,21.75,20.65,28,26.939999999999998,21.09,20.190000000000001,29.8,29.5,24.55,18.75,14.05,20.54,23.6,20.740000000000002,15.65,20.399999999999999,21.35,12.6,8.4,17.309999999999999,19.8,18.89,17.25,18.399999999999999,13.66,8.75,12.55,7.75,5.25,6.6999999999999993,12.2,11.15,5.1999999999999993,9.35,13,8.5,9.06,12.55,13.91,15.46,12.45,9.9499999999999993,8.9499999999999993,6.3599999999999994,8.56,7.8599999999999994,5.4499999999999993,3.6999999999999993,0,0,4.1999999999999993,3.8000000000000007,0.75,0,0,0,7.15,1.6499999999999986,6.25,7.9,3.3000000000000007,0,0,0,0,6.75,4.25,9.1999999999999993,8.75,0,0,0,0,1.1999999999999993,0.44999999999999929,0,6.6999999999999993,6.75,8.35,6.4,2.9000000000000004,0,4.25,3.6500000000000004,0,0,0,0,0.85999999999999943,0,0,0,0,2.4499999999999993,0,3.0500000000000007,1.75,0,0,0,0,1.1999999999999993,0.89999999999999858,1.4499999999999993,2.1999999999999993,1.4499999999999993,0,0,1,0.19999999999999929,0.19999999999999929,0,0,0,0,0.5,0,0,0,0,0,2.6999999999999993,2.8499999999999996,1.6600000000000001,0,0,0,0,0.19999999999999929,0,0,0,0,0,0,0,0,0,0,0,0,0,0,0.19999999999999929,1.8000000000000007,1.1000000000000014,1.3000000000000007,0,0,0,0,0,0,0,0,0,0,0,0,0,0,0,0,0,1.5,1.3599999999999994,0,0,0,0,0,0,1.1999999999999993,0,0,0,0,0,0,0,2.4499999999999993,0,0,0,0,0,0,0,6.3000000000000007,5.85,3.5500000000000007,2.6500000000000004,4.6999999999999993,9.1,8.35,4.9000000000000004,1.5500000000000007,0,7.6999999999999993,8.9,9.06,9,8.9499999999999993,9.4499999999999993,5.5500000000000007,7.6099999999999994,11.6,10.7,11.6,3.8000000000000007,1.6999999999999993,3.8000000000000007,11.4,9.56,9.9499999999999993,16.2,19.04,16.3,4.4499999999999993,10.1,5.9499999999999993,15.81,14.15,10.559999999999999,16.25,14.95,12.7,7,15.8,16.55,9.06,10.809999999999999,9.15,10.6,4.4499999999999993,1.1499999999999986,10.25,13.41,12.65,13.16,10.6,8.1999999999999993,12.809999999999999,17.399999999999999,12.95,16.5,18.7,16.11,5.8000000000000007,12.45,17.25,14.86,21.45,22.7,19.5,12.309999999999999,8.9,18.95,20.25,24.2,21.4,14.25,15.15,14.55,13.1,14.15,15.71,18.489999999999998,13.45,12.35,8.6,11.8,16.010000000000002,15.15,11.95,16.7,13.91,14.55,19.399999999999999,21.55,17.16,14.25,10,4.5,14.35,17.36,19.350000000000001,25.05,26.75,24.6,19.600000000000001,18.55,19.45,24.6,37.299999999999997,33.799999999999997,21.35,24.2,26.75,18.14,13.95,26.15,27.35,29.05,29.85,29.3,21.55,26.939999999999998,29.35,31,27.5,30.4,29.35,32.700000000000003,31.55,22.4,18.29,22.65,21.55,21.5,23.3,17.05,11.75,21.1,14.55,14.35,21,18.850000000000001,22.2,25.9,25.3,24.75,31.9,32.6,38.04,43.05,35.75,21.59,24.7,32.450000000000003,29.9,15.55,20.6,29.4,28.95,20.399999999999999,18.79,27.05,22.09,21.05,21.5,29.85,28.8,32.700000000000003,30.6,26.4,20.25,16.95,14.85,10.199999999999999,12.25,15.45,11.95,13.36,16.5,12.5,12.809999999999999,11.25,18.14,22.39,22.05,19,18.25,16.8,21.25,18.05,19.45,12.95,12.559999999999999,15.85,11.7,5.3000000000000007,6.8000000000000007,14.8,23.8,24.2,22.6,19.399999999999999,15,18.14,20.65,19.850000000000001,13.75,12.15,15.96,15.15,12.35,10.15,6.8000000000000007,9.81,9.81,10.35,7.25,6.3000000000000007,11.8,13.11,13.75,13.2,15.3,15.56,13.7,12.05,11.4,11.25,11,8.56,7.8100000000000005,5.9,2.9000000000000004,9.15,10.85,7.9,6.5,2.3499999999999996,0.55000000000000071,2.6999999999999993,11,11.7,9.6999999999999993,7.85,5.15,2.25,0.85999999999999943,0,0.5,0,0,0.75,0,0,0,0,0,0,0,0,0,1.5,0,0.85999999999999943,6.75,5.9499999999999993,3.5500000000000007,2.9000000000000004,3.1099999999999994,3.3000000000000007,1.1999999999999993,0,0,0,0,0,0,0,0.14999999999999858,0.10999999999999943,0.30000000000000071,0,0,0,0,0,0,0,1.1499999999999986,0,0,0,0,0,0,0,1.8999999999999986,0,0,0,0,0,0,0,0,0.60999999999999943,0,0,0,0,0,0,0,0,0,0,0,0,0,0,0,0,0,0,0,0,0,0,0,0,0,0,0,0,0,0,0,0,0,0.75,0,0,0,0,0,0,0,0,0,0.14999999999999858,3,2.25,1.4499999999999993,0,0,0,0,0,0,2.75,2.3000000000000007,0,4.0500000000000007,6.75,5.8000000000000007,0.5,0,0,0,0,0,5.85,6.65,8.6,8.6,1.5500000000000007,2,5.25,4.3000000000000007,2.5500000000000007,3.25,1.1499999999999986,5.9,5.4,3.6999999999999993,2.6500000000000004,3.3599999999999994,8.5,11.4,8.15,3.9000000000000004,7.1999999999999993,12.95,9.15,2.3000000000000007,4.5999999999999996,0,6.65,9.81,8.75,12.85,10.4,12.7,14.55,17.45,16.8,13.16,10.75,12.45,17.649999999999999,15.4,5.15,9.6999999999999993,16.600000000000001,10.65,15,13.66,9.4499999999999993,13.45,12.35,11.4,14.75,9,10.199999999999999,11.7,12.5,13.9,13.25,10.6,16.75,20.95,19.05,20.75,19.350000000000001,17.100000000000001,17.559999999999999,18,18.55,17.149999999999999,12.65,10.8,13.8,16.91,20.100000000000001,20.149999999999999,19.100000000000001,17.05,18,22.9,28.05,25.9,20.59,19.399999999999999,22.15,31.4,39.75,29.35,28.25,38.299999999999997,25.3,16.25,17.3,16.8,16.7,24.3,19.690000000000001,13.5,23.95,20.6,23,28.9]
["E.L.K. Energy Inc. (Essex, Harrow, Belle River, Comber, Kingsville and Cottham)","Leamington",27.8,30.75,33.200000000000003,23.6,20.8,33.049999999999997,37.5,30.7,30.05,17.05,14.45,16.2,13.41,18.3,21.25,22.4,22.25,28.5,23.75,23.35,33.200000000000003,34.25,32.6,31.3,26.25,28.3,29.9,37.299999999999997,32.39,25.44,18.739999999999998,18.05,22.59,25.55,26.65,28.89,31.45,35.39,30.85,26.9,29.45,34.79,34.64,26.6,22.9,29.64,30.1,29.65,18.100000000000001,16.96,14.5,13.2,16.8,21,23.6,25.8,29.7,30.7,30.3,22.35,31.64,33.950000000000003,30.8,27.65,27.5,22.5,21.490000000000002,21.95,16.55,18,18,18,16.25,18.05,25.4,24.45,18,18,18,18,18,18,21.4,21,24.8,15.96,12.059999999999999,16.96,14.91,13.75,9.4,12.5,15.2,18,18,18,12.3,9.56,11.35,6,8.75,7.15,2.4000000000000004,8.75,19.7,19.2,10.5,9.1999999999999993,12.2,8,4.4000000000000004,7.6999999999999993,10.199999999999999,11.3,10.8,10.4,13.1,9.6,3.5999999999999996,6.6999999999999993,8.1999999999999993,7.1099999999999994,5.65,8.9,11.5,9.6999999999999993,7.65,0,0,3.5999999999999996,5.4,18,18,18,18,18,18,18,18,18,18,18,18,18,18,18,18,18,1.8999999999999986,1.1499999999999986,0,0,0,0,1.9499999999999993,0.75,1.8000000000000007,0,0,0,0,0,0,2.1500000000000004,1.9499999999999993,0,0,0,0,0,0.55000000000000071,0,0,0,0,0,0,0,0,0,0,18,0,0.10999999999999943,0.85999999999999943,18,0,0,0,0,0,0,0,0,0,0,0.69999999999999929,2.3000000000000007,0,0,0,0,0,0,0,0.14999999999999858,0,0,2.0999999999999996,4.9000000000000004,2.1999999999999993,0,0,0,0,0,0,0,0,0,0,0,0,0,0,1.9499999999999993,1.6999999999999993,0,0,0,0,0,0,0,0,0,0,0,0,1.1099999999999994,5.0000000000000711E-2,0,0,0,0,0,0,0,0.55000000000000071,0.85999999999999943,0.30000000000000071,0,0,0.30000000000000071,4.4000000000000004,7.9,7,6.1999999999999993,4.75,5.6999999999999993,4.8000000000000007,7.1999999999999993,0,2.5500000000000007,6.25,5.65,3.1999999999999993,1.8000000000000007,1.6099999999999994,1.3999999999999986,0.30000000000000071,0.80000000000000071,3.5999999999999996,3.5999999999999996,1.5500000000000007,2.75,10,8.31,5.0999999999999996,6,4.9499999999999993,7.9499999999999993,9.1,9.75,9.4499999999999993,0.44999999999999929,0.55000000000000071,3.25,3.3000000000000007,3.75,10.25,12.85,6.15,9.9499999999999993,8.31,9.85,9.56,2.6500000000000004,9.15,7,2.5500000000000007,10.65,12.2,12.2,15.9,15.96,8.4499999999999993,7.1,8.65,9.4,15,12.65,13.16,8.06,8.15,15.91,19.5,19.600000000000001,20.04,17.850000000000001,22.9,26.35,22.3,22.09,25.1,15.75,10.3,10.85,17.559999999999999,18.7,19.399999999999999,22.34,13.66,6.65,16.3,18,17.5,20.7,14.66,18,23.2,16,14.75,23.2,18.84,18.09,12.1,10.9,18,12.5,17.8,18,20.95,18.95,17.399999999999999,20.100000000000001,14.05,11.15,18,14.4,10.7,17,18,24.75,25.45,22,19.8,16.75,16.25,30.1,27.189999999999998,31.05,30,27.8,30.05,18,18,18,31,18,18,13.3,15.85,18,18,23.2,18,18,18,22,18,18,23.8,18,18,18,18,31.4,22.3,18,30.8,18,16.600000000000001,14.1,24.1,25.4,24.8,18,34.89,23.8,33.6,32.5,18,27.5,38.6,32.299999999999997,18,27.4,18,26.85,18,30.65,18,26.8,18,24.1,18,18,26.689999999999998,18,18,15.4,18,18,18,18,13.2,18,14.2,18,13.5,18,19.899999999999999,18,14.9,18,18,25.3,11.35,15.35,22.3,22.55,18,10.15,15.55,11.75,9.6,10.95,14.8,9.15,12.6,13.1,14.05,8.06,7,10.1,9.1,4.4000000000000004,8.31,9.15,7.3000000000000007,4.9000000000000004,4.1099999999999994,8.9499999999999993,6.25,9.4499999999999993,13.75,16.399999999999999,12.95,11.6,9.9499999999999993,12,10.1,8.2100000000000009,9.1999999999999993,4.4499999999999993,3.1500000000000004,1.25,0.85999999999999943,6.1999999999999993,3.8499999999999996,1.8000000000000007,0,0,0,0,4.25,10,9,0.75,0,0,0,5.5500000000000007,9.25,4.8000000000000007,5.65,5.5,0,0,0,0,0.25,0,0,7.75,6.65,4.9499999999999993,3.4499999999999993,0,0,2.3599999999999994,0,0,0,0,0,0,0.89999999999999858,0,0,0,0.39999999999999858,0,1.6099999999999994,0,18,0,0,0,0,0,2.9499999999999993,0,0,0,0,0.44999999999999929,1.8000000000000007,0,0,0,0,2.1500000000000004,0,0,0,0,0,0,0.89999999999999858,1.6499999999999986,0,0,0,0,0,0,0,0,0,0,0,0,0,0,0,0,0,0,0,0,0,0,0,0,0,0,0,0,0,0,0,0,0,0,0,0,0,0,0,2.4499999999999993,1.8000000000000007,2.3499999999999996,1.4499999999999993,0,0,0,0,0,0,0,0,0,0,0,0,0.89999999999999858,0.85999999999999943,4.1500000000000004,3.8599999999999994,2,0,0,0,0,1.9600000000000009,3.75,2.3000000000000007,1.3599999999999994,0.94999999999999929,0,0,0,0,0,5.0000000000000711E-2,3.75,6.5,7.3000000000000007,8.35,3.1500000000000004,1.3599999999999994,2.25,2.3000000000000007,3.9000000000000004,5.4499999999999993,7.4,1.1499999999999986,0,4.9000000000000004,8.6,6.65,9.6999999999999993,14,13.3,7.1999999999999993,0.80000000000000071,0.85999999999999943,5.9,9.25,2.6999999999999993,8.31,9.9,8.56,4.4000000000000004,10.25,10.35,8.25,7.35,7.4499999999999993,3.6999999999999993,4.3000000000000007,1.0500000000000007,5.0500000000000007,10.15,13.86,12.35,11,10.9,7.85,13.1,11.95,7.1,8.65,7.1099999999999994,3.1999999999999993,8.35,13.35,16.899999999999999,20.2,19.04,16.91,10.85,7.3000000000000007,10.65,17.2,18.850000000000001,15.55,11.85,16.21,14.3,16,17.399999999999999,17.059999999999999,17.399999999999999,13.6,11.15,10.95,8.65,5.65,5,7.5500000000000007,11.7,9.81,12.9,18.95,20.149999999999999,16.510000000000002,10.85,11.25,8.5,8.9,13.059999999999999,13.2,13.85,15.4,12.95,17,18.55,20.5,18.8,20.149999999999999,25.45,25.5,19.14,16.350000000000001,15.7,11.65,18.75,26,23.55,26.3,19.55,15.05,17.5,24.55,29.05,26.85,27.9,25.35,22.84,22.9,22.15,16.600000000000001,15.2,19.100000000000001,17.25,21.3,14.45,11.35,16.260000000000002,15.95,11.55,19.05,20.5,18.55,14.55,15.5,19.899999999999999,25.35,27.689999999999998,26.8,31.85,31.14,22.4,19.600000000000001,21.95,23.75,12.25,8.65,16.5,18.75,17.61,17.91,19.899999999999999,21.1,15.91,9.3000000000000007,14.95,20.149999999999999,23.25,22.5,19.7,18.75,18.600000000000001,9.15,5.4,4.1099999999999994,9.4,15.85,13.7,11.35,6.8000000000000007,10.25,8.86,11.3,14.05,17.809999999999999,17.05,15.75,11.85,11,10.25,16.05,16.010000000000002,9.75,10.7,14.05,9.85,4.6999999999999993,9.25,16.649999999999999,15.66,15.86,20.399999999999999,11.25,14.75,16.649999999999999,19.690000000000001,14.95,10.45,13.7,14.75,12.7,8.5,5.9,5.4,4.3000000000000007,9.1,7.9499999999999993,6.35,7.0500000000000007,10.8,9.5500000000000007,6.6999999999999993,8.9,9.65,11.25,10.55,10.75,8.06,8.56,7.75,6.1,5.4,4.1500000000000004,3.6999999999999993,7.25,9.06,7.1999999999999993,2.75,0.85999999999999943,2.0500000000000007,8.35,11.7,5.6,5.5500000000000007,5.9499999999999993,6.4499999999999993,4.8000000000000007,3.5,3.5,4,0,0,0,0,0,0,0,0,0,0,0,0,0,0,1.2100000000000009,3.1500000000000004,2.8000000000000007,0,0,0,2.8499999999999996,0,0,0,0,0,0,0,0,0,0,0,0,0,0,0,0.25,0,0,1.0500000000000007,0,0,0,0,0,0,0,0,0,0,0,0,0,0,0,0,0,0,0,0,0,0,0,0,0,0,0,0,0,0,0,0,0,0,0,0,0,0,0,0,0,0,0,0,0,0,0,0,0,0,0,0,0,0,0,0,0,0,0,0,0,0.64999999999999858,0,0,0,0,0,0,0,0,1.25,1.1499999999999986,0,0.21000000000000085,1.1999999999999993,0.55000000000000071,0,0,0,0,0,0,0,1.9499999999999993,2.4499999999999993,0.96000000000000085,2.4499999999999993,4.8599999999999994,1.6499999999999986,1.2100000000000009,1.9600000000000009,2.6500000000000004,3.4000000000000004,1.6099999999999994,0,0,0,7,8.4499999999999993,8.81,3.25,0,8.9,8.6,1.5,0,0,0,3.6099999999999994,5.8000000000000007,10.3,10.95,5.6999999999999993,9.9,11.3,13.05,11.05,11.45,1.6099999999999994,9.9600000000000009,11.55,1.5,0.60999999999999943,5.4499999999999993,8.65,6.65,6.9,7,6.65,11.65,8.65,14,15.2,10.7,9.25,9.75,10.7,7.9,2.1999999999999993,10.4,18.7,18.25,19.55,16.5,11.75,13.25,14.05,13.95,11.6,8.1,9.31,14.3,14.25,15.25,15.3,17.350000000000001,16.600000000000001,17.45,20.8,19.79,20.9,19.54,19.399999999999999,25.1,26.439999999999998,30.05,27.39,21.3,25.55,31.5,23.1,19.75,16.86,18.190000000000001,15.96,16.75,10.85,16.25,17.5,15.8,19.149999999999999,16.149999999999999]
["Energy+ Inc. (Cambridge, North Dumfries, Brant)","Cambridge",30.35,35.200000000000003,34.5,24.2,20.399999999999999,29.8,40.200000000000003,32.6,32.35,21.25,15.4,17.86,15.5,17.7,22.09,23.6,20.65,25.35,25.25,28.15,38.299999999999997,38.39,35.6,32.5,28.4,30.2,30.65,36.14,34.6,27.35,23.05,20.65,24.7,33.35,34.700000000000003,30.7,34.5,33.450000000000003,36,34.549999999999997,32.299999999999997,38.1,37.6,31.2,23.7,28.35,33.200000000000003,33.9,22.34,22.45,23.45,17.71,19,23.7,27.4,29.2,32.549999999999997,34.35,37.85,27.14,34.200000000000003,38.14,35.700000000000003,32.35,31.3,25.4,23.2,24.9,15.75,13.41,25.5,30.95,17.86,21.6,31.8,29.89,20.5,17.149999999999999,19.690000000000001,20.8,22.55,27.8,28.189999999999998,25.35,29,22.75,14.55,17.7,16.86,14.91,12.91,17.350000000000001,18.89,14.85,19.05,15.46,14.1,12.91,14.75,8.56,11.2,9.9499999999999993,5.75,7.6999999999999993,21.25,20.65,14.01,13.45,13.35,8.65,5.4499999999999993,10.5,13.75,13.3,12.35,13.809999999999999,12.3,11.8,11.35,11.35,8.06,10.1,9.4499999999999993,10.95,11.15,9.4499999999999993,8.9,5.15,0.85999999999999943,5.3599999999999994,5.3000000000000007,1.5,0,3.8000000000000007,4.75,11.85,11.4,8.61,5.1999999999999993,5.6999999999999993,1.8599999999999994,6.5500000000000007,7.4499999999999993,3.1999999999999993,2.3000000000000007,0,0,4.0999999999999996,4.1500000000000004,1.4499999999999993,3.3499999999999996,1.8599999999999994,0,0,3.8000000000000007,4.6500000000000004,3.3599999999999994,2.5500000000000007,4.0500000000000007,0.85999999999999943,0,0,0,2.9000000000000004,5,3.4499999999999993,0,0,0,1.6499999999999986,3.1500000000000004,0.14999999999999858,0.44999999999999929,0,0,0,0,0,0,0,0,0,0,3.3000000000000007,2.9000000000000004,0.55000000000000071,0,0,0,2.5,3.1500000000000004,0.94999999999999929,0,0,0.44999999999999929,0,3.75,3,2,0.75,0,0,0,0.25,1.8599999999999994,2.1999999999999993,0,0,2.6999999999999993,3.1999999999999993,2.25,1.5500000000000007,0,0,0,0,0,0.10999999999999943,1.5500000000000007,2,0.44999999999999929,0.39999999999999858,0,0,3.0500000000000007,4.6500000000000004,2.6500000000000004,2.9000000000000004,1.75,2.6500000000000004,2.3599999999999994,0,0,0,0,0,0,0,2.3000000000000007,3.1999999999999993,1.8999999999999986,0,0,0,0.25,0,0,0,3.4499999999999993,3.8599999999999994,3.0500000000000007,0,0,2.0999999999999996,8.06,8.81,9.1999999999999993,7.25,6.1099999999999994,6.6,8.81,9.4,3.6999999999999993,3,9.4,5.85,4.1999999999999993,3.6999999999999993,2.6999999999999993,1.75,0.85999999999999943,1.75,3.6999999999999993,3.5,0.25,0.89999999999999858,10.9,11.3,5.5,6.15,10.199999999999999,10.5,12.7,12.45,13.2,6.6,5.0000000000000711E-2,3.1500000000000004,3.4499999999999993,5.5500000000000007,11.5,13.25,9.75,11,10.45,10.1,11.95,6.9,14.1,12.65,4.3599999999999994,11.4,13.35,14.7,17.61,17.05,10.8,9.1999999999999993,14.65,13.2,18.05,16.25,15.6,11.75,9.9,15.96,21.5,21.3,21.05,20,22.8,26.939999999999998,25.19,25.25,27,19.5,11.5,10.1,17.5,18.75,20.8,24.15,17.46,11.25,22.1,24.35,19.8,23.2,20.3,18.739999999999998,22.09,19.09,16.850000000000001,20.65,19.899999999999999,17.86,17.25,15.71,15.16,15.1,16.55,21.4,22.65,22.5,22.35,19.600000000000001,16.8,12,15.71,16.05,13.25,17.75,21.35,24.65,26.9,24.25,23.85,22.55,20.8,29.14,30.25,34.64,31.2,29.95,32.1,24.3,27.3,36.799999999999997,34.1,27.439999999999998,29.95,26.8,16.25,24.65,28.95,28.85,24.65,21.5,20.65,26.5,29.25,29.5,28.04,22.15,29,27.55,27.1,33.85,30.64,25.2,33.450000000000003,28,21.9,27.9,29.7,26.55,24.25,33,37.5,33.15,42,42.4,34.299999999999997,32.200000000000003,39.450000000000003,39.950000000000003,32.950000000000003,32.14,39,33.5,32.5,34.299999999999997,37.799999999999997,32.299999999999997,29,30.15,28.8,25.4,35.450000000000003,33.200000000000003,22.3,19.75,17.7,19.489999999999998,16.75,19.7,17.16,15.95,17.5,13.95,18.75,21.4,21.75,15.55,14.85,23.3,24,10.46,13.55,16.649999999999999,23.45,24.9,21.1,17.3,17.25,16.71,11.2,13.059999999999999,18.05,21.25,13.8,14.5,16.91,10.559999999999999,8.9,12.6,10,5.6,9.5,10.8,8.4,5.4,7.4,11.9,6.4,11.35,15.4,19.600000000000001,17.149999999999999,14.8,13.25,11.2,8.86,7.65,7.15,6.3000000000000007,5.25,3.5500000000000007,3.1500000000000004,7.4,4.4499999999999993,1.6499999999999986,0,0,0,0,6.4499999999999993,10.5,9.5,5.65,0.21000000000000085,0,0,7.3000000000000007,9.6999999999999993,5.6999999999999993,11.45,8.4,0.39999999999999858,0,0,0,0,0,0,9.65,7.9499999999999993,5.3000000000000007,5.1999999999999993,3.0500000000000007,0,5.3000000000000007,4,0,1.8000000000000007,0,1.1499999999999986,2.1500000000000004,1.1099999999999994,0,0,0.39999999999999858,1.8000000000000007,0,1.9499999999999993,2.1999999999999993,0,0,0.35999999999999943,1.3599999999999994,0,0.10999999999999943,3.3499999999999996,4.3000000000000007,0,3.5999999999999996,1.1099999999999994,3.3599999999999994,3.8499999999999996,1.8599999999999994,0,0,0,1.8599999999999994,0.30000000000000071,0.39999999999999858,0,0,0,0,2.1099999999999994,2.1999999999999993,0,0,0,0,0,1.0500000000000007,1.0500000000000007,0.55000000000000071,0,0,0,0,0,0,0,0,0,0,0,2.1999999999999993,1.6999999999999993,0.39999999999999858,1.75,1.1499999999999986,2.0500000000000007,0,2.1999999999999993,1.5,0,0,0,0,0,0,0,2.75,1.6099999999999994,0,0,2.6099999999999994,2.1099999999999994,4.4499999999999993,3,0.30000000000000071,0,0,0,0,0,0,0,0,0,0,0.44999999999999929,2.1999999999999993,2.75,4.6500000000000004,8.4499999999999993,5.25,0,0,0,0,1.3000000000000007,5.6999999999999993,5.1999999999999993,4.25,2.5999999999999996,1.3000000000000007,1.6999999999999993,3.1999999999999993,2.6500000000000004,0,0.5,6.4,9.06,9.75,10.5,6.85,4.4499999999999993,6,5.35,8.7100000000000009,9.5,9.4499999999999993,2.5999999999999996,0.94999999999999929,5.5500000000000007,11.3,8.1,12.5,16.350000000000001,17.11,13.2,4.75,5.1999999999999993,8.4,14,7.1,12.15,12.45,12.75,6.6999999999999993,9.56,15.3,15.25,9.4,10.3,5.1999999999999993,6.35,3.3599999999999994,5.6999999999999993,12.05,14.26,14.75,15.6,11.15,9.6999999999999993,13.8,15.8,10.65,10.5,12.6,6.5500000000000007,9.5,16.600000000000001,17.100000000000001,22.8,25.25,18.55,16.86,8.4,10.5,19.850000000000001,20.5,17.809999999999999,14.1,16.149999999999999,15.55,16.75,15.7,15.65,15.71,15.66,11.35,12.7,11.95,15.2,12.45,8.35,13.6,15.56,14.85,19.649999999999999,21.75,19.5,11.95,11.7,9.5,8.81,15.3,18.190000000000001,16.7,21.55,16.05,17.45,18.95,21.15,20.9,22.8,31.6,29.5,22.7,20.740000000000002,19.649999999999999,14.3,19.54,28.1,25.65,28.3,24.8,18,19.04,25.8,29,29.4,27.6,24.8,29.45,28.14,24.1,17.41,16.05,20.399999999999999,19.55,24,20.04,14.85,16.100000000000001,19.989999999999998,10.199999999999999,18.25,19.399999999999999,18.7,17,15,19.350000000000001,27.189999999999998,32.1,29.2,38.35,36.85,28.04,20.149999999999999,26.35,31.6,18.05,13.25,16.600000000000001,20.75,20.7,18.75,21.2,25.3,19.690000000000001,11.7,17.100000000000001,26.6,26.8,24.69,21.9,23.2,23.55,12.75,8.6,4.3000000000000007,10.3,14.66,11.65,13.85,11.6,11.45,9.31,12.2,17.2,19.54,19.25,19.399999999999999,17,16.149999999999999,18.850000000000001,20.34,17.809999999999999,12.2,13.25,16,12.7,5.6099999999999994,13.05,18.940000000000001,24,25.5,25.95,17.21,16.399999999999999,19.05,22.55,22.15,13.91,18.100000000000001,16.809999999999999,15.05,9.6,7.15,6.5,3.6999999999999993,8.5500000000000007,9.6,8.8000000000000007,8.1,11.4,11.65,11.85,15.65,12.65,14.5,11.95,11.75,10.25,9.25,9.1999999999999993,9.06,7.3000000000000007,4.8499999999999996,6.8599999999999994,10.35,11.35,9.6,7.15,2.5500000000000007,2.9499999999999993,11.8,14.5,8.75,7.5500000000000007,8.3000000000000007,7.3000000000000007,5.4,3.1500000000000004,3,2.5999999999999996,2.0500000000000007,0,0,0,0,0,0,0.19999999999999929,2.25,0,0.25,0,0,0,5.3000000000000007,8.81,6.15,3.9000000000000004,0,4.5,4.75,3.9000000000000004,2.5999999999999996,0,0,0,0,0,1.1999999999999993,1.25,1.8500000000000014,0.30000000000000071,0,0,0,1.6999999999999993,1,1.8500000000000014,1.8599999999999994,1.1099999999999994,0.25,0,0,0,0,0,0,0,0,0,0,0,0,0.85999999999999943,0.60999999999999943,0,0.14999999999999858,0.19999999999999929,0,0,0,0,0,0,0,0,0,0,0,0,0,0,0,0,0,0,0,0,0,0,0,0,0,0,0,0,0,0,0,0,2.1099999999999994,0,0,0,0,0,0,0,0,0,0.85999999999999943,2.5,2.75,2.3599999999999994,0,0,0,0,0,0,3.6999999999999993,3.8599999999999994,0.85999999999999943,4,5.4499999999999993,3.3000000000000007,0,0,0,0.64999999999999858,1.1999999999999993,0,3.9000000000000004,7.1,7.6099999999999994,5.0999999999999996,3.6999999999999993,3.9000000000000004,3.5,2.6999999999999993,5,2.8000000000000007,3.5,2.5500000000000007,2.0500000000000007,0.35999999999999943,1.3000000000000007,6.9499999999999993,11.3,12.3,10.26,4.8000000000000007,10.5,10.65,7.6099999999999994,5.0000000000000711E-2,0,1.25,4.5999999999999996,6.35,11.75,13.2,8.5,10.9,15.75,18.55,16.399999999999999,14.1,4.8499999999999996,14.3,15.05,7.35,3.25,8.9,12.35,8.9,10.65,10.3,10.45,14.11,11.5,14.4,16.5,12.15,11.65,13.15,11.9,12.65,8.35,11.75,19.25,19.14,20.5,21.75,16.149999999999999,14.75,15.3,15.8,15.8,10.050000000000001,10,14.75,15.7,16.05,17,17.25,18.64,17.760000000000002,20.7,24.2,23.19,22.34,19.25,23.6,27.9,29.3,28.3,22.75,26.689999999999998,29.85,24.2,23.2,18.399999999999999,20,16.86,18.489999999999998,14.85,17.66,20.54,18.3,21,19.100000000000001]
["Alectra Utilities - formerly Enersource (Mississauga)"," Mississauga",30.65,35.6,34.5,22.8,19.350000000000001,26.8,38.75,31.3,29.1,20.7,13.8,16.649999999999999,14,16.2,20.6,21.15,18.75,23.6,23.75,28,37.04,36.25,34.75,32.15,28.2,29.5,29.1,34.39,32.299999999999997,25.6,20.04,19.55,22.1,27.15,28.189999999999998,28.55,30.4,31.25,32.1,30.2,28.1,31.6,32.25,26.8,21.8,26.939999999999998,29.7,28.25,20.95,18.39,18.39,16.2,18.09,21.75,26.3,27.4,30.9,31.3,31.95,24.95,31.75,33.85,31.3,28.3,26,23.65,20.95,23.25,14.65,12.15,24.35,30.05,16.649999999999999,19.940000000000001,29.45,28,21.3,15.4,17.95,18.190000000000001,20,25.55,25.44,22.69,26.25,21.14,12.25,16.399999999999999,15.56,12.85,13.55,15.1,17.25,13.95,17.25,14.45,13.36,11.3,12.5,6.65,9.7100000000000009,8.81,4.0500000000000007,6.4,19.95,19.45,14.25,11.9,12.55,10.55,5.4499999999999993,8.65,12.85,12,11.25,11.15,10.809999999999999,10.25,10.7,11.65,7.3000000000000007,8.36,8.06,8.65,9.2100000000000009,7.6999999999999993,9.31,3.6999999999999993,2.5,4.1099999999999994,2.9499999999999993,0.89999999999999858,1.5,3.25,3,9.4,10.050000000000001,8.4499999999999993,3.3499999999999996,3.9499999999999993,2.3499999999999996,2.4499999999999993,4.3499999999999996,0.55000000000000071,0,0,0,3.5500000000000007,2.4000000000000004,0,1.5,1.1499999999999986,0,0,0.71000000000000085,3.5,0.75,0,1.3599999999999994,0,0,0,0,0.14999999999999858,2.75,2.5999999999999996,0,0,0,0,1.4499999999999993,0,0,0,0,0,0,0,0,0,0,0,0,0.25,0,0,0,0,0,0,1.3000000000000007,0,0,0,0,0,0.75,0.35999999999999943,0,0,0,0,0,0,0,0,0,0,0.75,0.85999999999999943,0,0,0,0,0,0,0,0,0,0,0,0,0,0,0.25,3.0500000000000007,0.39999999999999858,1.5500000000000007,0,1.8000000000000007,0.5,0,0,0,0,0,0,0,0,0.60999999999999943,0.80000000000000071,0,0,0,0,0,0,0,0.44999999999999929,1.0500000000000007,0.69999999999999929,0,0,0.96000000000000085,6.4499999999999993,7.25,7.3000000000000007,4.1999999999999993,3.8000000000000007,3.8000000000000007,8.15,8.75,0.85999999999999943,1.1099999999999994,6.65,3.25,1.6999999999999993,2,0.89999999999999858,0,0,0,0.89999999999999858,2.8000000000000007,1.0500000000000007,0,8.65,9.56,4.6999999999999993,3.8499999999999996,8.15,9.15,9.35,9.4499999999999993,10.75,7.9,0,2.1500000000000004,2.0500000000000007,3.6999999999999993,9.9600000000000009,11.95,9.1999999999999993,9.5,9.75,7.1,8.5500000000000007,6,10,11.559999999999999,3.1099999999999994,9.4,11.85,14.05,17,15.41,10.5,6.9,10.7,11.2,16.95,15.55,13.91,11.7,9.4,14.2,19.350000000000001,19.04,19.399999999999999,19.2,20.84,25,23.55,23,23.2,17.2,11.35,7,16.350000000000001,17.350000000000001,19.100000000000001,22.8,15.91,9.1,19.850000000000001,22.4,17.649999999999999,20.59,18.39,16.5,21.84,17.41,15.65,19.850000000000001,22.09,18.350000000000001,16.8,15.55,15.16,15.05,15.95,20.25,20.8,21,18.64,17.25,14.85,10.1,13.85,13.95,11.65,16.46,20.59,23.25,25.75,23,21.55,20.149999999999999,18.8,28.1,28.95,31.85,31.14,28.15,30.9,23.5,26.85,34.35,28.3,26.3,26.75,23.7,15.05,22.5,27.65,26.35,22.25,20.399999999999999,20.8,25.8,28.7,27.35,25.25,21.55,27.3,28.35,26.5,31.95,28.8,23.6,30.3,26.939999999999998,23.4,28.7,29.85,25.65,23.75,28.85,34.35,31.75,40.299999999999997,36.89,30.55,29.6,36.35,36.6,29.25,28,36.39,32.5,30.2,31.95,33.4,29.75,25.75,25.15,24.19,23.25,31.2,30.1,21.75,19.600000000000001,17.010000000000002,16.21,14.35,17.45,16.010000000000002,14.5,15,12.05,17.55,19.600000000000001,21,14.7,17.75,24.05,24.95,22.35,17.059999999999999,15.56,21.8,24.1,19.7,15.4,16.45,16.46,8.06,9.81,16.399999999999999,18.440000000000001,13.41,13.61,15.35,13,7.6999999999999993,11.05,8.1,2.9000000000000004,7.5500000000000007,8.15,9.4499999999999993,2.9000000000000004,5.8000000000000007,9.9,7.1,10.809999999999999,14.05,17.05,15.4,13.61,10.9,9.81,6.25,5.5,5.75,3.5500000000000007,2.8499999999999996,0.85999999999999943,0.64999999999999858,6.4499999999999993,3.5,1.3000000000000007,0,0,0,1.75,5.9,8.6999999999999993,7.6099999999999994,6.0500000000000007,0,0,0,5.85,8.06,4.1099999999999994,7.85,6.0500000000000007,0,0,0,0,0,0,0,8.81,6.25,4.6500000000000004,3.9000000000000004,1.3999999999999986,0,4.1999999999999993,3.1999999999999993,0,0,0,0,1.6099999999999994,0,0.35999999999999943,0,0,0.14999999999999858,0,0.80000000000000071,0.75,0,0,0,0,0,0,2.4000000000000004,3.8499999999999996,0,0.60999999999999943,0,0.5,1.3000000000000007,0,0,0,0,0.89999999999999858,0,0,0,0,0,0,0.94999999999999929,0.44999999999999929,0,0,0,0,0,0,0,0,0,0,0,0,0,0,0,0,0,0,0,0,0,0,0,0,0,0,0,0,0,0,0,0,0,0,0,0,5.0000000000000711E-2,0,0,0.46000000000000085,0.89999999999999858,2,1.1099999999999994,0,0,0,0,0,0,0,0,0,0,0,0,0,0,3.9499999999999993,5.6999999999999993,1.4600000000000009,0,0,0,0,0,3.9000000000000004,2.8000000000000007,2.0999999999999996,0,0,0.94999999999999929,2.9499999999999993,1.8999999999999986,0,0,5.65,8.35,9.36,9.06,6.1999999999999993,5.65,4.5999999999999996,2.6999999999999993,6.75,6.6999999999999993,8.1,1.1099999999999994,0.10999999999999943,3.4499999999999993,8.9499999999999993,6.5500000000000007,10.6,16.05,16.25,11,3.25,6.9499999999999993,7.4499999999999993,13.059999999999999,6.5,9.6999999999999993,11.95,11.35,6.1999999999999993,7.85,12.6,12.35,7.9499999999999993,8.9,3.0500000000000007,6.1,2.8000000000000007,4.8499999999999996,10.95,12.5,12.55,13.16,8.15,8.35,12.45,14.6,9.6,10.9,12.55,6.65,8.1999999999999993,14.16,14.45,19.04,20.25,15.5,15.45,7.9,10.25,19.05,18.7,16.649999999999999,13.55,13.95,13.95,13.55,15.2,17.010000000000002,16.100000000000001,13.8,10.559999999999999,9.9499999999999993,9.4499999999999993,13.25,11.6,8.65,12.9,14.55,12.1,18.190000000000001,20.399999999999999,17.21,11.6,8.85,9.15,7.75,12.85,16.8,17.100000000000001,21.25,15.85,15.71,17.600000000000001,20.25,20,23,31.3,26.9,20.2,18.440000000000001,18.75,12.309999999999999,17.86,26.189999999999998,23.8,26.75,23.3,17.399999999999999,18.45,23.25,27.8,27.189999999999998,24,24.9,25.3,25.44,23.9,16.649999999999999,14.5,19.100000000000001,18.09,23.5,19.25,12.35,13.9,18,9.15,16.899999999999999,18.2,16.91,16.21,16.3,18.850000000000001,24.65,31.14,28,39.15,35.35,24.2,19.05,24.15,27.689999999999998,15.8,10.45,16.149999999999999,20.3,18.95,17.55,20.55,24.94,18.79,10.15,16.71,27.15,25.75,24.8,21,20.95,20.740000000000002,11.85,10.7,5.5,9.9,12.7,10.15,11.85,11.75,10.4,8.65,11.15,16.75,19.75,19.649999999999999,17.899999999999999,16.899999999999999,16.21,18.95,18.350000000000001,16.96,12.95,12.45,14.9,13.8,5.6999999999999993,10.309999999999999,17.510000000000002,22.2,22.65,22.05,16.100000000000001,14.91,17.96,21.75,21.4,12.4,15.3,16.510000000000002,14.55,10.8,7.0500000000000007,5.5500000000000007,1.6999999999999993,7.0500000000000007,9.1999999999999993,8.1,5.9499999999999993,10.65,11.85,11.9,14.05,12.3,13.41,10.25,9.81,9.4,8.56,9.11,7.15,6.1999999999999993,3.3499999999999996,6.15,8.31,9.31,8.35,6.85,4.3000000000000007,1.5,9.9,13.16,8.6999999999999993,7.6999999999999993,7.8100000000000005,3.5500000000000007,2.8499999999999996,0.46000000000000085,0.44999999999999929,0,0,0,0,0,0,0,0,0,1.8000000000000007,0,0,0,0,0,2.6999999999999993,7.15,3.75,2.3000000000000007,0,1.1099999999999994,2.4000000000000004,3.0500000000000007,0.10999999999999943,0,0,0,0,0,0,0,0,0,0,0,0,0,0,0,0,0,0,0,0,0,0,0,0,0,0,0,0,0,0,0,0,0,0,0,0,0,0,0,0,0,0,0,0,0,0,0,0,0,0,0,0,0,0,0,0,0,0,0,0,0,0,0,0,0,0,0,0,0,0,0,0,0,0,0,0,0,0,0,0,0,0,0,0,0,0,0,0,0,0,0.80000000000000071,2.6099999999999994,0.69999999999999929,0,0,0,0,0,0,1.6499999999999986,4.1999999999999993,5.15,3.1999999999999993,2.5500000000000007,0.60999999999999943,2.8000000000000007,1.8599999999999994,3.5999999999999996,1.75,2,0.71000000000000085,0.89999999999999858,0,0.55000000000000071,5.0999999999999996,9.4,10.15,8.06,1.7100000000000009,5.9499999999999993,8.56,4.8599999999999994,0,0,0,2.3499999999999996,4.75,9.9499999999999993,11.9,8.9499999999999993,10.45,12.25,15.45,15,12.6,2.9000000000000004,11.65,13.5,6.1999999999999993,2.9499999999999993,7.8100000000000005,10.199999999999999,6.4499999999999993,9.06,9.81,7.0500000000000007,12.2,9.35,11.85,14.55,11.35,9.4499999999999993,10.8,10.45,11.309999999999999,7.1999999999999993,10.7,18.149999999999999,18.440000000000001,19.09,19.04,15.5,12.6,13.66,13.66,12.6,7.6999999999999993,9.1,12.1,14.2,14.95,16.46,14.95,15.85,16.91,20.2,22.05,22.25,21.65,18.149999999999999,21.95,25.85,28.4,26.5,21.3,25.45,28.25,22.89,22.34,16.71,18,15.9,18.14,14.95,16.2,19.55,17.86,19.850000000000001,17.899999999999999]
["Entegrus Powerlines Inc. (Parkhill, Strathroy, Mount Brydges, Newbury, Dutton, Wallaceburg, Dresden, Bothwell, Thamesville, Ridgetown, Chatham-Kent, Blenheim, Merlin, Tilbury, Wheatley, Erieau)","Chatham-Kent",28.15,32.85,34.200000000000003,22.95,18.8,31.55,37.85,31.55,30.1,17.5,14.3,16.600000000000001,13.95,17.149999999999999,21.15,22.1,22,29.2,23.69,23.8,34.299999999999997,35.75,34.200000000000003,33.450000000000003,28.65,28.8,29.35,36.700000000000003,32.200000000000003,23.95,19,17.86,23.4,28.4,28.25,29.75,32.25,34.64,32.39,30.39,30.8,35.35,35.25,28.1,22.64,30.15,32.75,32.75,19.75,17.5,17.16,13.6,16.86,20.8,24.6,26.439999999999998,30.64,31.9,33.450000000000003,23.65,33.64,36.1,32.200000000000003,28.85,28.189999999999998,19.899999999999999,22.3,23.5,14.35,14.16,23.95,27.689999999999998,15.16,19.649999999999999,27.189999999999998,25.55,18.690000000000001,13.5,16.600000000000001,18.440000000000001,18.5,24.25,22.5,23.5,26.65,17.61,13.3,17.100000000000001,16.55,15.86,9.5500000000000007,13.16,16.100000000000001,11.25,14.9,14.5,12.5,9.35,12.4,6.5500000000000007,9.81,7.15,2.9000000000000004,8.7100000000000009,21.05,19.899999999999999,12.5,9.56,13.5,9.1,3.4000000000000004,9.4,14.85,14.55,12.7,13.91,14.3,9.1,6.65,9.25,7.9,7.65,8.1999999999999993,11.1,11.3,9.9499999999999993,7.5500000000000007,3.25,0,4.25,4.75,0,0,3.4000000000000004,5.1999999999999993,11.45,9.4,8,5.1099999999999994,5.4499999999999993,0,3.0999999999999996,7.1,3.1999999999999993,0.75,0,0,5.0000000000000711E-2,3.1999999999999993,1.3999999999999986,1.8599999999999994,0,0,0,2.4499999999999993,2.8599999999999994,3.5500000000000007,0.69999999999999929,1.8599999999999994,0.5,0,0,0,1.25,3,1.75,0,0,0,0,0.89999999999999858,0,0,0,0,0,0,0,0,0,0,0,0,0.14999999999999858,2.4499999999999993,0.55000000000000071,0,0,0,0,0.5,0.21000000000000085,0,0,0,0.35999999999999943,2.8000000000000007,0.10999999999999943,0.30000000000000071,0,0,0,0,0,1.9499999999999993,2.1500000000000004,0,0,2.0999999999999996,2.1099999999999994,0.39999999999999858,0.10999999999999943,0,0,0,0,0.14999999999999858,0.5,0.64999999999999858,0.39999999999999858,0.10999999999999943,0,0,0,1.1099999999999994,4.0500000000000007,4.3599999999999994,0.60999999999999943,0.39999999999999858,1.1499999999999986,0,0,0,0,0,0,0,0,0.19999999999999929,2.0500000000000007,1.6999999999999993,0,0,0,0,0,0,0,2.25,2,1.75,0,0,1.25,5.65,8.6,8.25,6.5500000000000007,5.1999999999999993,5.9,7.4,7.6,0,2.75,7.9,5.75,4,2.9000000000000004,2.5,2.1999999999999993,1.6999999999999993,1.6099999999999994,3.8000000000000007,2.4000000000000004,1.75,1.8000000000000007,10.1,9.1999999999999993,4.9499999999999993,7.15,6.8000000000000007,9.6999999999999993,10.5,11.4,10.35,0.5,0.14999999999999858,2.9499999999999993,3.8000000000000007,4.8000000000000007,10.809999999999999,12.5,7.35,9.25,10.199999999999999,10.6,9.9,6.15,10.15,7.8100000000000005,4,9.9600000000000009,12.65,12.5,15.8,16.399999999999999,10.45,8.6,11,11.15,16.55,13.85,14.85,8.9499999999999993,6.8000000000000007,15.25,20.04,19.350000000000001,18.7,18.149999999999999,22.85,26.85,23.4,26.25,28.15,19.29,9.1999999999999993,10.15,17.399999999999999,18.04,19.489999999999998,22.2,13.7,9.9,19.940000000000001,21.25,17.95,20.7,17.100000000000001,17,19.899999999999999,14.25,15.05,18.3,19.850000000000001,20.55,15.71,12.85,11.2,11.85,16.8,19.79,19.899999999999999,20.45,18.45,17.809999999999999,12.95,10.6,15,14.16,12.05,18.399999999999999,22.59,25.65,26.5,22.95,20,18.09,20.29,28.75,28.95,31.25,30.6,29.8,30.3,21.8,24.4,35.450000000000003,36.950000000000003,27.4,23.35,20.149999999999999,15.6,19.75,25.35,26.25,24.19,24.85,22.05,22.7,27.05,30.14,29.2,19.149999999999999,27.75,26.439999999999998,23.09,32.450000000000003,28.64,23.65,35.450000000000003,25.9,18.75,21.2,30,29.39,21.65,30.65,34.450000000000003,30.45,40.700000000000003,40.15,36.1,31.5,39.85,39.25,30.25,29.65,40.9,30.1,29.35,34.89,35.950000000000003,33.35,26.85,26.05,21.4,22.3,33.4,32,20.7,19.45,20.190000000000001,16.55,15.3,20.65,16.55,14.35,15.35,11.2,15.75,16.95,19.899999999999999,13.8,17.36,21.45,22.4,21,13.7,16.25,23.05,23.44,18.75,13.4,17.36,15.71,9.31,11.4,16.149999999999999,13,12.65,11.059999999999999,13.8,8.25,7.65,11.85,9.7100000000000009,4.1099999999999994,9.25,9.85,8.56,4.3499999999999996,6.65,8.1,6.1999999999999993,11,14.91,18.100000000000001,14.66,14.1,11.65,13.059999999999999,11.4,8.9499999999999993,9.5,6.35,5.5500000000000007,1.8000000000000007,0.64999999999999858,4.5500000000000007,2.9499999999999993,2.1500000000000004,0,0,0,0,5.25,11.75,10.51,2.3000000000000007,1.3599999999999994,0,0,5.0999999999999996,8.9600000000000009,4.0999999999999996,8.9499999999999993,6.9499999999999993,0,0,0,0,0.94999999999999929,0,0,8.06,6.85,6.3000000000000007,3.5999999999999996,0.10999999999999943,0,4.0999999999999996,1.3599999999999994,0,0,0,0.69999999999999929,0,1,0,0,0,1.5500000000000007,0,0.35999999999999943,0.80000000000000071,0,0,0,0.30000000000000071,0.60999999999999943,0.14999999999999858,1.5500000000000007,1.8000000000000007,0,0,0,2,2.9000000000000004,1.25,0,0,0,2.9499999999999993,1.1999999999999993,1.0500000000000007,0,0,0,0,1.6099999999999994,2.1099999999999994,0,0,0,0,0,0.96000000000000085,0,0,0,0,0,0,0,0,0,0,0,0,0,0.25,1.3999999999999986,0.10999999999999943,0,0,0,0,0.89999999999999858,0,0,0,0,0,0,0,0,0.30000000000000071,0,0,0.10999999999999943,2.9000000000000004,2.4499999999999993,3.8000000000000007,2.9499999999999993,0,0,0,0,0,0,0,0,0,0,0,0.19999999999999929,2.1999999999999993,1.3999999999999986,3.3000000000000007,6.0500000000000007,2.9499999999999993,0,0,0,0,2.6500000000000004,4.8599999999999994,3.4499999999999993,3.1500000000000004,2,1.1099999999999994,0,0,0,0,0.19999999999999929,3.8599999999999994,7.4,8.56,8.15,3.9499999999999993,2.4499999999999993,4.3599999999999994,4.1500000000000004,5.9,7,8.15,2.3000000000000007,0,3.8000000000000007,10.35,7.3000000000000007,11.3,16.16,16.46,10.7,1.1499999999999986,3.1999999999999993,1.3000000000000007,10.8,2.4499999999999993,9.65,9.9499999999999993,8.9,4.4000000000000004,10.199999999999999,12.3,10.85,8.5,8.5,4,2.1999999999999993,0.10999999999999943,1.3000000000000007,12.1,14.45,13.05,10.75,9.81,8.1,13.3,13.6,8.06,8.5,7.3000000000000007,3.6500000000000004,8.75,14.45,16.2,21.15,19.7,17.11,13.309999999999999,6.0500000000000007,10.1,16.5,20.04,15.91,12.1,14.91,14.7,15.96,16.2,15.75,19.2,13.75,11.8,11.85,10.1,7.65,6.4,7.25,12.35,10.7,12.35,18.39,21.7,17.899999999999999,10.55,10.1,7.6999999999999993,8.6,13.55,14,13.65,16.7,12.65,16.86,18.45,20.5,19.25,21.5,27.55,26.5,21.55,17.8,16.2,11.5,18.75,26.439999999999998,24.69,27.5,20.75,16.86,16.649999999999999,22.3,28.189999999999998,29,28.1,28.189999999999998,24.6,25.8,23.95,16.8,14.9,18.399999999999999,18.100000000000001,22,14.9,10.65,15.6,16.850000000000001,10.199999999999999,18.3,23.3,18.75,14.5,15.1,20.09,26.35,30.55,28,33.39,31.95,22.39,19.45,25.94,27,13.3,10.35,16.21,19.350000000000001,17.399999999999999,17.11,20.85,23.15,17.21,9.9499999999999993,15,21.8,26.9,25.25,22.55,22.65,22.09,9.15,4.9000000000000004,5.1999999999999993,5.5500000000000007,15,13.35,11.2,6.6999999999999993,10.559999999999999,8.25,9.9,15.75,19,17.3,17.3,12.91,11.25,11.75,17.45,17.5,10.15,11.65,15.15,11.45,5.3000000000000007,9.36,17.3,19.600000000000001,20.5,21.3,12.85,14.9,16.350000000000001,21.9,18.39,11.95,15.9,16.149999999999999,13.11,8.85,5.1999999999999993,6.1999999999999993,3.8000000000000007,9,8.9600000000000009,5.9,7.75,11.85,11.15,7,11.25,12.2,11.1,11,11.85,7.85,10.6,9.56,6.4,6.4,5.6,6.65,8.9,10.199999999999999,9.6,2.8499999999999996,2.1500000000000004,1.8999999999999986,9.36,13.1,8.15,7.5,8.35,7.1,5.8599999999999994,4.4000000000000004,5.0500000000000007,3.4499999999999993,0.19999999999999929,0,0,0,0,0,0,0,0,0,0,0,0,0,2.4499999999999993,5,4.5500000000000007,0.69999999999999929,0,1.9600000000000009,4.1500000000000004,3.1099999999999994,0,0,0,0,0,0,0,0,0.25,0.46000000000000085,0,0,0,0,1.6099999999999994,0,1.25,1.3999999999999986,0,5.0000000000000711E-2,0,0,0,0,0,0,0,0,0,0,0,0.10999999999999943,0,0,0,0.30000000000000071,0,0,0,0,0,0,0,0,0,0,0,0,0,0,0,0,0,0,0,0,0,0,0,0,0,0,0,0,0,0,0,0,0.71000000000000085,0,0,0,0,0,0,0,0,0,1.3599999999999994,1.6099999999999994,1.4499999999999993,0,0,0,0,0,0,0,2.4000000000000004,1.6499999999999986,0,0.85999999999999943,2,0.44999999999999929,0,0,0,0,0,0,0,3.8499999999999996,4.25,2.8000000000000007,3.6500000000000004,3.25,1.1099999999999994,1.8599999999999994,1.6999999999999993,2.9000000000000004,3.5500000000000007,2.6999999999999993,0,0,0,7.3000000000000007,9.35,10.9,5.65,0.14999999999999858,10.1,9.1,3.6500000000000004,0,0,0.14999999999999858,3.8000000000000007,5.35,10.050000000000001,12.1,6.75,11.2,13.36,14.25,13.1,11.75,2.6999999999999993,11.95,13.55,2.1500000000000004,3.1500000000000004,6.75,10.5,7.4,9.6999999999999993,6.4,7,13.25,10.6,13.41,14.3,11.45,10.15,10.3,11.1,10.309999999999999,1.9600000000000009,9.85,19.25,19.7,19.350000000000001,17.96,12.2,13.35,14.3,13.6,10.9,7.6099999999999994,8.25,14.5,14.6,15.35,15,16.91,16.149999999999999,17,20.8,21.55,22.65,20.29,18.350000000000001,25.15,29.3,31.4,28.65,20.9,29.05,32.89,27.15,21.05,18.14,18.3,15.55,16.55,10.4,16.21,17.899999999999999,16.71,19.54,16.899999999999999]
["EnWin Utilities Ltd. (Windsor)","WINDSOR",27.689999999999998,30.45,32.15,23.75,20.85,33.700000000000003,39.25,31.5,29.55,17.45,13.3,16.399999999999999,13.55,17.350000000000001,21.65,22.45,21.85,28.35,23.85,23.5,31.85,33,30.35,30.95,26.1,26.75,30.3,36.25,31.7,24.95,18.2,18.3,22.34,26.189999999999998,26.75,26.439999999999998,29.45,33.450000000000003,30.25,25.7,27.05,32.89,33.5,26.6,22,26.939999999999998,28.95,28.35,19.29,15.3,14.25,13.5,16.25,20.65,23.85,25.19,29.35,30.7,31,22.45,30.05,32.9,30.55,27.05,27.5,21.55,19.25,19.95,12.95,12.05,23.85,27.4,14.25,18.100000000000001,25.8,24.55,17.46,12.5,16.95,18.100000000000001,18,23.25,22.5,22.05,23.5,15.96,11.6,17.149999999999999,15.16,12.65,7.3000000000000007,10.7,15.75,12.35,13.2,13.8,13.55,8.31,9.75,4.1099999999999994,6.6999999999999993,5.0999999999999996,1.7100000000000009,8.4499999999999993,18.75,18.25,10.15,8.9,11.4,6.15,3.0500000000000007,7.5,10.25,10.85,10.15,9.9499999999999993,11.5,9,2.6999999999999993,4.6500000000000004,8.1,7.15,5.4499999999999993,7.9,10.199999999999999,8.75,7.3000000000000007,0,0,0.64999999999999858,1.5500000000000007,0,0,4.6999999999999993,6.0500000000000007,10.35,7.6,6.1999999999999993,3.4000000000000004,1.1099999999999994,0,1.1999999999999993,2.9499999999999993,0.35999999999999943,0,0,0,1.9499999999999993,1,0,0,0,0,0,1.1499999999999986,0.39999999999999858,0,0,0,0,0,0,0,0.96000000000000085,1.4600000000000009,0,0,0,0,0,1.25,0,0,0,0,0,0,0,0,0,0,0,0,0,0,0,0,0,0,0,0,0,0,0,0,0,1.1099999999999994,0,0,0,0,0,0,0,0.46000000000000085,0,0,0,1.8000000000000007,1.1099999999999994,0,0,0,0,0,0,0,0,0,0,0,0,0,0,0,0.94999999999999929,1.6499999999999986,0,0,0,0,0,0,0,0,0,0,0,0,1.1099999999999994,0.21000000000000085,0,0,0,0,0,0,0,0.46000000000000085,1.0500000000000007,0.55000000000000071,0,0,1,4.6500000000000004,8.35,7.8100000000000005,7,4.3000000000000007,5.4,4.9000000000000004,6.3000000000000007,0,2.6500000000000004,6.1999999999999993,4.6999999999999993,2.5,2.3499999999999996,1.9499999999999993,1.1099999999999994,0.75,0.55000000000000071,2.8000000000000007,3.6999999999999993,1.3599999999999994,2.75,10.5,9.06,6.4499999999999993,7.1999999999999993,6.9499999999999993,8.4499999999999993,8.31,9.81,9.75,2.9499999999999993,5.0000000000000711E-2,2.3000000000000007,2.8000000000000007,4.3000000000000007,10.25,12.75,6.65,9.81,9.25,9.4,8.75,4,8.4,6.75,3.8000000000000007,9.4,11,13.16,15.15,15.3,8.31,8,9.15,11.1,15.1,12.7,14.75,9.9499999999999993,7.4499999999999993,16.3,19.399999999999999,19.8,20.45,18.04,23.15,26.55,23.6,23.25,25.6,16.75,9.15,9.85,17.71,18.239999999999998,19.75,22.55,13.95,8.35,19.2,20.45,18.54,20.9,16.86,16.899999999999999,19.8,15.35,15.3,20.2,19.850000000000001,18.7,14.5,9.5,13.2,12.25,17.61,18.75,21.95,22.09,20.09,18.899999999999999,11.9,10.9,15.45,14.15,12.309999999999999,17.66,21.5,24.7,25.75,22.6,19.8,19.45,20.34,28.4,29.35,31.2,31.95,30.15,30.85,22.34,23.75,31.8,30.6,27.65,24.35,21.65,14.8,18.64,22.35,22.9,22.7,23.15,20.6,22.2,27.189999999999998,26.05,28.1,19.350000000000001,26.75,25.1,23.19,29.95,27.5,23.15,30.75,26.25,19.29,19.190000000000001,24.65,27.55,22.65,26.65,29.9,29.55,36.6,38.75,31.6,29.65,35.700000000000003,36.35,27.55,26.54,34.200000000000003,30.2,27.4,30.15,32.799999999999997,32.549999999999997,25.65,25,20.2,21.75,30.64,32.049999999999997,21.3,17.46,18.39,17.149999999999999,13.65,17.71,16,11.309999999999999,12.75,9.6,13.75,16.16,18.7,13.8,14.41,20.5,22.34,20,13.91,14.35,22.1,21.25,18.14,11.05,14.35,10.7,8,10.45,14.2,11.45,11.95,12.1,13.3,7.6,6.3000000000000007,9.35,8.5,4.0500000000000007,7.1,8.25,8.0500000000000007,3.0999999999999996,4.3499999999999996,7.9,5.65,10.55,13.7,17.11,12.8,10.15,10.3,11.309999999999999,9.25,7.3599999999999994,9,4.3599999999999994,2.8599999999999994,0.85999999999999943,5.0000000000000711E-2,6.4499999999999993,2.6500000000000004,0,0,0,0.60999999999999943,0,4.3599999999999994,9.75,8.25,1.3000000000000007,0,0,0,7.1,8.6999999999999993,4.5,5.6999999999999993,4.5,0,0,0,0,0,0,0,8.1,6.4,4.3599999999999994,2.4499999999999993,0,0,2.5999999999999996,0,0,0,0,0,0,0.39999999999999858,0,0,0,0,0,0.60999999999999943,0,0,0,0,0,0,0,2.1999999999999993,0,0,0,0,0.14999999999999858,0.44999999999999929,0,0,0,0,2.25,0,0,0,0,0,0,0.25,0,0,0,0,0,0,0,0,0,0,0,0,0,0,0,0,0,0,0,0,0,0,0,0,0,0,0,0,0,0,0,0,0,0,0,0,0,0,0,0,2.9499999999999993,1.1499999999999986,3.1999999999999993,1.3000000000000007,0,0,0,0,0,0,0,0,0,0,0,0,0,1.0500000000000007,4.1500000000000004,4.1500000000000004,2.0500000000000007,0,0,0,0,0.14999999999999858,3.1999999999999993,2.1999999999999993,1.25,1.4499999999999993,0,0,0,0,0,0.14999999999999858,3.6999999999999993,6.4,7.35,8.4499999999999993,4.9000000000000004,1.1099999999999994,2.0999999999999996,2.1099999999999994,3.6099999999999994,5.3599999999999994,7.25,1.8000000000000007,0,5.75,8.9499999999999993,6.8599999999999994,9.75,14.15,13.05,8.9499999999999993,0,1.0500000000000007,5.1099999999999994,8.6,2.3499999999999996,7.9,9.35,7.85,4.6099999999999994,10.95,10.199999999999999,9.5,6.75,7.4499999999999993,2.8599999999999994,3.3000000000000007,1.1499999999999986,4.1099999999999994,11.05,13.55,12.1,10.85,10.7,8.4,12.75,11.9,7.15,9,7.5500000000000007,3.5500000000000007,9.15,13.86,16.75,21.9,20.04,18.100000000000001,12.75,7.3000000000000007,10.5,17.45,18.649999999999999,15.3,12.809999999999999,16.5,14.75,15.4,17.95,16.55,18.100000000000001,14.05,12,11.85,8.75,6.4,5.25,7.0500000000000007,11.65,10.1,12.45,19,20.149999999999999,18.190000000000001,11.2,11.65,9.6,8.6999999999999993,12.85,13.6,14.7,16.96,14,17.100000000000001,18.600000000000001,20.5,18.350000000000001,19.7,25.5,25.8,20.45,16.71,16.75,11.65,19.100000000000001,26.939999999999998,24.15,27.439999999999998,21.4,18.54,17.399999999999999,24.75,28.25,26.9,27.75,25.65,22.34,22.15,21.4,17.05,14.75,18.5,17.75,20.95,14.55,12.1,15.6,14.7,10.35,19.350000000000001,20.2,18.75,14.2,15.1,19.489999999999998,25.3,27.15,26.85,30.45,30.3,22.84,19.7,22.85,24.3,11.2,8.7100000000000009,16.5,19.350000000000001,18.100000000000001,18,19.5,20.75,16.100000000000001,9.06,15.1,20.9,23.65,22.89,21.25,19.45,19.350000000000001,8.9499999999999993,4.4000000000000004,3.4000000000000004,9.4499999999999993,14.2,12.75,11.5,6.85,9.9499999999999993,7.25,9.9,14.75,17.559999999999999,16.600000000000001,15.85,10.95,11.6,10.5,15.75,16.55,8.9499999999999993,10.9,13.8,10.95,4.1500000000000004,9.85,17.3,17.5,19.25,19.95,11.9,14.85,16.25,19.440000000000001,16.05,9.56,13.55,14.05,12,8,5.0500000000000007,3.4000000000000004,2.1500000000000004,7.4,7.1,5.4,7.9,10.25,9,4.6999999999999993,9.31,9.56,10.95,10.7,10.25,7.9,8.9499999999999993,7.5500000000000007,5.5,5.6099999999999994,3.5999999999999996,3.1500000000000004,6.5500000000000007,7.5,7.15,2.5500000000000007,0.60999999999999943,1.6099999999999994,9.31,12.8,6.4,5.65,6.25,5.3000000000000007,3.9499999999999993,3.5,3.6500000000000004,2.0999999999999996,0,0,0,0,0,0,0,0,0,0,0,0,0,0,1.4499999999999993,2.9499999999999993,1.25,0,0,0,1.3000000000000007,0,0,0,0,0,0,0,0,0,0,0,0,0,0,0,0,0,0,0,0,0,0,0,0,0,0,0,0,0,0,0,0,0,0,0,0,0,0,0,0,0,0,0,0,0,0,0,0,0,0,0,0,0,0,0,0,0,0,0,0,0,0,0,0,0,0,0,0,0,0,0,0,0,0,0,0,0,0,0,0,0,0,0,0,0,0,0,0,0,0.89999999999999858,1.0500000000000007,0,0,0.60999999999999943,0,0,0,0,0,0,0,0,2.6999999999999993,1.5500000000000007,2.5999999999999996,1.8999999999999986,4.25,2.1099999999999994,1.8999999999999986,1.5500000000000007,2.3000000000000007,3.0500000000000007,1.1499999999999986,0,0,0,6.3000000000000007,7.5500000000000007,7.8000000000000007,4.8000000000000007,0.25,8.61,8.65,4.4000000000000004,0,0,0,2.8599999999999994,5.8000000000000007,9.81,10.559999999999999,6.5,9.4,11.6,13.8,12.25,11.8,1.4499999999999993,10,11.55,2.4499999999999993,2.75,5.4,9.1999999999999993,6.4499999999999993,7.1999999999999993,7.4,7.9,11.2,9,11.65,14.5,11.559999999999999,10.65,9.75,10.1,8.9,1.9499999999999993,10.7,18.600000000000001,18.05,19.25,17.75,12.059999999999999,13.05,14.35,14.6,13.1,7.85,8.56,14.8,14.9,15.3,16.05,16.600000000000001,17,17.55,20.399999999999999,20.100000000000001,21.55,20.350000000000001,19.75,25.4,29.45,30.25,29.05,22.34,26.3,32.5,25.6,21.740000000000002,17.7,19.25,15.9,17.05,10.85,16.86,17.559999999999999,15.96,19.399999999999999,15.65]
["Erie Thames Powerlines Corporation (Aylmer, Belmont, Burgessville, Beachville, Clinton, Embro, Ingersoll, Otterville, Port Stanley, Norwich, Tavistock and Thamesford, West Perth)","St Thomas",29.6,34.14,33.450000000000003,23.19,19.95,32,40.049999999999997,31.75,30.85,19.5,15.2,17.36,15.1,17.399999999999999,20.5,24,20.65,26.9,24.85,26.1,36.5,37.450000000000003,33.5,32.450000000000003,28.35,29.85,30.4,36.39,34.25,28.8,21,19.350000000000001,24.7,32.25,32.35,31.2,29.75,34.04,33.85,31.1,32,36.6,36,29.25,22.75,30.5,32.450000000000003,34.549999999999997,21.55,19.7,21.25,16.05,17.96,22.5,26.5,28,32,34.25,37.64,26.3,34.64,37.85,34.35,29.5,28.6,22.25,23.35,23.55,15.05,13.2,25.25,29.85,16.399999999999999,20.55,30.1,28.1,19.399999999999999,15.55,18.75,20.5,21.3,27.25,25.45,25.4,28.65,20.2,13.75,17.649999999999999,17.91,14.95,10.199999999999999,16,18.25,13.36,17.850000000000001,14.75,12.35,12,13.6,7.8100000000000005,10.55,9.15,3.9000000000000004,8.65,21.65,20.149999999999999,12.15,12.059999999999999,12.25,7.75,4.1099999999999994,10.7,14.55,13.1,11.059999999999999,14.16,11.95,10,7.35,8.9,8.1999999999999993,9.1,9.31,11.2,11.45,9.0500000000000007,7.0500000000000007,1.8500000000000014,0,4.6500000000000004,4.5,0.30000000000000071,0,2.8000000000000007,4.75,12.25,10.35,8.15,3.4000000000000004,5.65,0.69999999999999929,6.4,8.9499999999999993,3.0500000000000007,1.8999999999999986,0,0,0.25,2.0999999999999996,0.5,0.5,0,0,0,2.4499999999999993,4.3499999999999996,1.8000000000000007,0.85999999999999943,1.6499999999999986,0,0,0,0,2.5,4.9000000000000004,2.5,0,0,0,0,0.21000000000000085,0,0,0,0,0,0,0,0,0,0,0,0,2,3.25,0.46000000000000085,0,0,0,2.25,1.75,0,0,0,0,0.55000000000000071,3.4499999999999993,2.3599999999999994,0.44999999999999929,0.64999999999999858,0,0,0,0.19999999999999929,1.8599999999999994,1.75,0,0,2.5,2.25,1.3599999999999994,0.39999999999999858,0,0,0,0,0,0,0.25,1.3999999999999986,0,0,0,0,1.5,4.5,3.1999999999999993,2.4000000000000004,0.44999999999999929,0.80000000000000071,0,0,0,0,0,0,0,0,1.1999999999999993,2.3599999999999994,1.4499999999999993,0,0,0,0,0,0,0,2.5,2.3499999999999996,1.3599999999999994,0,0,2.0500000000000007,7.3000000000000007,6.4499999999999993,7.4,6.15,5.5500000000000007,6,6.85,7.1999999999999993,2.5500000000000007,3.1999999999999993,8.65,5.0500000000000007,3.1500000000000004,2.0500000000000007,1.8599999999999994,0.44999999999999929,0.64999999999999858,1.6499999999999986,3.1999999999999993,2.8000000000000007,0.5,1.75,10.85,11.15,5.65,5.75,9.1999999999999993,10.3,10.7,11.75,11.2,3.8000000000000007,1.1499999999999986,4.8499999999999996,5,5.8599999999999994,11.15,13.15,8.61,10.559999999999999,9.65,9.75,10.3,5.6999999999999993,12.05,10.65,4.25,9.81,12.2,13.91,17.559999999999999,16.149999999999999,10.4,9.15,12.65,12.55,16,15.25,14.95,9.9,8.6,16.2,19.95,19.899999999999999,19.850000000000001,18.899999999999999,22.84,26.55,24.8,25.25,26.14,17.149999999999999,10.65,10.6,17.7,18.350000000000001,20.100000000000001,24.2,17.05,10.6,21.25,22.9,19.09,20.84,18.7,18.05,21,18.350000000000001,16.25,20.05,18.239999999999998,17.61,16.899999999999999,15.46,13.85,13.41,16.55,20,22.59,22.45,19.850000000000001,17.649999999999999,15.41,11.15,16.21,15.55,12.75,17.7,21.4,25.3,26.939999999999998,23.55,21.9,20.75,21.55,29.75,30.15,31.45,31.55,30.55,31.85,23.6,26.85,35.89,34.35,28.4,30.1,26.64,16.46,21.75,28.5,27.939999999999998,23.85,22.8,20.59,25.8,28.25,29.95,29.95,21.15,25.95,26.65,25.75,32.25,29.45,24.85,31.25,27.189999999999998,20.54,24.4,28.7,27.3,24,29.3,30.4,32.549999999999997,42.45,40.950000000000003,34.25,31.55,38.5,38.450000000000003,30.75,30.35,38.85,31.9,31.55,35.1,37.299999999999997,33.39,27.25,29.25,27.05,24.65,34.89,34.299999999999997,21.85,18.8,18.45,18.2,16.350000000000001,19.8,16.05,15.8,17.95,13.7,17.96,20.65,21.55,14.65,19.100000000000001,24.3,23.95,20.65,15.66,17,24,25.25,20.29,16.010000000000002,16.149999999999999,15.35,12,12.35,17.100000000000001,17.2,12.5,13.1,16.350000000000001,9.1999999999999993,8.75,12.2,10.15,4.6999999999999993,9.4,9.75,6.9,4.0999999999999996,5.4,8.9,6.4,11.059999999999999,16.05,19,16.100000000000001,13.45,12.35,11.75,9.85,8.4,10.95,5.35,5.4,2.5500000000000007,2.1999999999999993,6.8000000000000007,2.25,0.14999999999999858,0,0,0,0,6.0500000000000007,11.45,9.7100000000000009,4.25,0.64999999999999858,0,0,5.9499999999999993,10.199999999999999,5.4499999999999993,10.75,8.35,1.1499999999999986,0,0,0,0,0,0,8.6999999999999993,7.1999999999999993,4.8000000000000007,2.4000000000000004,1.5,0,2.75,2.25,0,0.80000000000000071,0,1.5,0,0.75,0,0,0.25,0.85999999999999943,0,0.35999999999999943,0,0,0,0,0.64999999999999858,0,0,2.6999999999999993,3.75,0,1.1999999999999993,0.94999999999999929,2.0500000000000007,2.4000000000000004,0.94999999999999929,0,0,0,1.8599999999999994,0.25,0.14999999999999858,0,0,0,0,0.5,0.75,0,0,0,0,0,1.0500000000000007,0,0,0,0,0,0,0,0,0,0,0,0,0,2.4000000000000004,1.4499999999999993,0,0.46000000000000085,0,0,0,1.3999999999999986,0,0,0,0,0,0,0,0,1.3599999999999994,0.21000000000000085,0,0.25,2.5999999999999996,2.8499999999999996,3.8599999999999994,3.1099999999999994,0,0,0,0,0,0,0,0,0,0,0,0,0.85999999999999943,1.9499999999999993,4.0999999999999996,5.75,3,0,0,0,0,0.75,4.75,3.4499999999999993,2.4499999999999993,1.5,0,0,0.39999999999999858,1.25,0,1,5.35,8.31,9.25,9.9499999999999993,5.5,3.1099999999999994,5.5,5.5500000000000007,7.15,8.4,9,2.0500000000000007,1,4.8599999999999994,11.05,7.15,10.65,16,16.399999999999999,12.05,3,3.8000000000000007,7.9,12.35,5.8000000000000007,11.05,11.15,10.059999999999999,6.25,10.65,13.65,13.45,8.1,9.81,3.6099999999999994,3.75,2.4000000000000004,5.65,11.4,14.1,13.5,12.25,9.75,8.56,13.55,14.6,9.15,8.81,10.3,4.6500000000000004,9.9,14.9,16.95,21.25,21.5,18.14,15,7.75,10.9,20.29,20.45,17.899999999999999,13.05,15.35,15.4,16.95,16.21,15.25,19.05,14.6,12.05,12.55,11.05,12.65,10.5,7.8100000000000005,14,12.95,13.6,19.5,22.3,18.600000000000001,11.559999999999999,10.4,8.85,8.6999999999999993,14.5,17.11,15.75,20.7,15.75,17.55,19,21.15,20.29,22.45,30.65,28.6,21.75,19.95,17.86,12.5,20,28.189999999999998,25.05,28.3,24.05,17.61,18.59,25.35,28.5,27.689999999999998,28.05,25.5,25.5,28.1,23.45,17.149999999999999,15.65,20.100000000000001,19.55,25.15,19.8,12.5,16.510000000000002,18.7,10,18.100000000000001,21.09,17.61,16.45,15.15,19.899999999999999,26.05,31.6,29.05,35.299999999999997,35.950000000000003,26.75,20.8,24.94,28.85,16.66,12.15,16.75,19.649999999999999,18.59,18.55,20.399999999999999,24.25,17.350000000000001,10.309999999999999,16.46,24.15,25.35,26.6,23.15,23.95,23.05,10.75,6.8000000000000007,4.1500000000000004,9.85,15.25,13.35,11.95,9.86,10.35,8.36,12.309999999999999,17.149999999999999,19.350000000000001,18.25,18.100000000000001,13.95,14.6,14.25,18.95,16.600000000000001,9.9600000000000009,11.95,15.8,12.7,6.0500000000000007,11.95,18.25,22.4,23.55,23.65,15.35,15.75,18.55,22.59,21.3,12.35,17.149999999999999,16.350000000000001,13,8.25,5.4499999999999993,3.6099999999999994,2.8000000000000007,7,7.5500000000000007,7.1999999999999993,8.25,10.9,11.05,8.9,14.05,11.9,11.85,10.8,9.8000000000000007,9.65,9.75,8.25,7.1999999999999993,5.4,3.1500000000000004,5.9499999999999993,9.1,9.5500000000000007,7.25,2.1500000000000004,1.1499999999999986,3.1500000000000004,11.5,13.85,8.1,5.8000000000000007,7.0500000000000007,6.3000000000000007,4.6500000000000004,3.6500000000000004,3,2.8000000000000007,0.5,0,0,0,0,0,0,0,0,0,0,0,0,0,5.8000000000000007,7.75,6.5500000000000007,2.9000000000000004,0,3.6500000000000004,4.4499999999999993,2.6500000000000004,1.4600000000000009,0,0,0,0,0,0.89999999999999858,0,0.60999999999999943,0,0,0,0,3.1500000000000004,1.7100000000000009,1.3599999999999994,1.4499999999999993,1.5500000000000007,0,0,0,0,0,0,0,0,0,0,0,0,0,0.80000000000000071,0.10999999999999943,0,0.60999999999999943,0,0,0,0,0,0,0,0,0,0,0,0,0,0,0,0,0,0,0,0,0,0,0,0,0,0,0,0,0,0,0,0,0,0.69999999999999929,0,0,0,0,0,0,0,0,0,0.19999999999999929,1.4499999999999993,1.1099999999999994,1.25,0,0,0,0,0,0,3.4000000000000004,2.8499999999999996,0,1.75,2.5,0.94999999999999929,0,0,0,0,0.55000000000000071,0,1.8599999999999994,4.4499999999999993,4.6999999999999993,4.1999999999999993,3.4000000000000004,1.6099999999999994,2.5,2.6500000000000004,3.8499999999999996,2.8000000000000007,3.6999999999999993,1.75,1.4499999999999993,0,0.25,7.25,10.050000000000001,10.65,7.4,3.4000000000000004,9.6999999999999993,9.75,6,0,0,1.4499999999999993,3.5500000000000007,6.1,11.25,12.45,9.4,11.1,15,17.71,16.010000000000002,13.35,3.9000000000000004,12.91,14.35,7,1.6499999999999986,8.31,11.6,7.9,9.85,8.81,9.3000000000000007,13.6,11.35,13.8,15.5,13.059999999999999,10.6,11.6,12.6,12.75,5.9,10.35,18.600000000000001,18.440000000000001,19.5,20.09,15.3,14.65,15.6,14.16,14.45,8.9,9.6999999999999993,15.1,15.3,15.6,16.7,16.71,18.190000000000001,17.61,20.5,21.25,23.09,21.4,19.14,25.35,28.6,30.8,29.8,22.3,28.05,31.2,24,22.6,17.850000000000001,19.7,16.399999999999999,19.100000000000001,14.8,17.2,19.14,18.25,20.85,18.14]
["Espanola Regional Hydro Distribution Corporation (Espanola, Webbwood and Massey)","GreaterSudbury",45.4,48.9,41.7,26.05,27.25,35.39,38.950000000000003,34.75,33.049999999999997,23.55,17.96,19.100000000000001,17.3,21.6,31.1,28.65,24,29.15,31.2,42.5,45.35,45.25,43.65,37.049999999999997,36.299999999999997,42.85,40.5,39.5,32.799999999999997,27.439999999999998,28.6,31.35,29.45,33.1,30.14,34,35.299999999999997,31.3,33.35,31.25,35.450000000000003,38.29,33.6,27.4,28.05,33.25,34.89,34.89,26.14,21.1,24.75,19.95,26.05,30.4,33.35,33.200000000000003,36.64,38,41.1,32.75,38.9,38.6,34.25,33.799999999999997,32.200000000000003,26.05,28.25,30.14,20.85,21.45,32.200000000000003,36.700000000000003,23.15,29.5,36.35,33.4,25.15,20.9,22.85,24.4,26.189999999999998,32.35,31.5,30.5,32.9,25.25,21.25,24,21.45,16.7,15.55,21.4,19.690000000000001,18.95,22.2,17.45,13.35,15.16,19.190000000000001,14.35,15.25,16.100000000000001,15.46,20.8,27.25,25.55,18.39,13.7,15.95,13.2,10.25,15.25,16.55,15.9,14.4,16.2,14.5,13.559999999999999,11.9,11.9,12.45,13.35,11.25,11,12.7,12.91,10.85,7.8100000000000005,4.6099999999999994,10.15,5.85,11.25,6.4499999999999993,6.15,10.75,11.45,12.25,9.4,5.75,5.35,3.1099999999999994,3.4000000000000004,1.4499999999999993,2.1099999999999994,0,0,0.64999999999999858,2.4000000000000004,1.75,1.8000000000000007,1.75,0.44999999999999929,0,2.4499999999999993,6.85,4.3000000000000007,1.8000000000000007,0,4.9499999999999993,3.0500000000000007,0,0.44999999999999929,0,3.5500000000000007,6.15,1.9499999999999993,0,2.3000000000000007,1.4499999999999993,3.0999999999999996,3.4000000000000004,0,0,0.39999999999999858,1.5,1.1999999999999993,0,0,0,0,0,0,0,4.75,1.3999999999999986,0,0,0,3.9000000000000004,4.5,3.1999999999999993,1.25,0,0,2.25,3.25,4.5,1.1999999999999993,0.44999999999999929,0,0,0,0,2.9499999999999993,1.8000000000000007,0.39999999999999858,0,1.6999999999999993,4.1999999999999993,3.6999999999999993,3.8000000000000007,3.3499999999999996,1.8000000000000007,0.80000000000000071,0,0,0,1.1099999999999994,1.3599999999999994,0,0,0,0,0.75,6.9,9.1999999999999993,3.6500000000000004,2.5999999999999996,5.3000000000000007,5.0500000000000007,2.4000000000000004,1.4499999999999993,0,0,0,0,0,0,5.35,4.4499999999999993,3.3499999999999996,1.2100000000000009,0.96000000000000085,0,0,0.35999999999999943,0,0,3.8599999999999994,5,0.89999999999999858,0,0.75,9.15,11,11.65,10.4,7,8.06,12.35,13.55,12.1,5,8.4499999999999993,9.9,4.6999999999999993,3.8000000000000007,2.4000000000000004,2.4499999999999993,0.39999999999999858,0.35999999999999943,11.1,11.95,8.5,3.6099999999999994,1.8599999999999994,10.85,12.1,9.15,7.6,12.95,12.55,12.95,12.5,11.05,10.45,5.75,8.56,8.35,9.75,15.6,16.5,14.6,16.7,13.61,12.1,14.7,9,15.55,16.899999999999999,9.6999999999999993,15.05,18.25,20.7,22.59,20.8,13.45,11.65,15,17.46,20.8,19.940000000000001,22.25,24,19.55,22.65,24.6,24.85,23.44,22.9,24.6,29.65,29.6,28.189999999999998,29.3,19.14,15.3,14.2,23.3,26.1,29.6,36.14,24.1,20.25,29.35,30.14,25.1,32.1,24.1,24.95,29.15,22.45,25.5,28.65,25.4,25.4,20.25,17.95,18.5,17.350000000000001,22.64,30.5,31.65,30.25,25.44,21.8,20.84,17.55,18.8,17.3,17.2,25.3,33.64,36.64,32.64,28.65,36.5,29.75,33.700000000000003,42.55,34.39,42.95,34.1,34.200000000000003,36.700000000000003,29.35,36.39,40.25,30.7,25.6,36.200000000000003,31.5,24.25,35.450000000000003,37.450000000000003,35.700000000000003,26.85,24.25,26.75,36.25,38.5,33.75,34.25,28.9,37.89,34,44,39.6,32.65,34.1,39.35,30.15,35.85,36.39,35.64,33.950000000000003,30,40.049999999999997,40.9,40,44.65,41.35,34.200000000000003,37.049999999999997,43.35,42.4,31.4,38,42.79,32,36.79,39.15,35.799999999999997,31.25,28.65,28.9,30.85,31.75,37.1,32.85,25.15,26.15,21.55,15,18.2,25.69,21.2,19.05,18.25,16.21,22.45,27.439999999999998,25.85,20.59,27.5,32.75,32.799999999999997,25.85,22.05,23.65,31.35,28.35,23.45,21.3,24.75,21.6,14.55,18.600000000000001,23.75,24.45,21.45,19.399999999999999,17.86,18.350000000000001,15.15,14.01,12,10.3,10.15,12.7,10.050000000000001,8.9,12.6,13.059999999999999,11.2,14.1,16.850000000000001,20,18,14.9,12.75,13.05,7.6,6.65,6.75,6.0500000000000007,4.3000000000000007,2.25,4.25,6.1,4,0.80000000000000071,0,5.9,11.059999999999999,10.059999999999999,10.55,10.15,8.5,7.5500000000000007,5.85,2.4000000000000004,0,10.4,9.85,8.4499999999999993,14.7,8.1,0,4.4000000000000004,0,0.55000000000000071,3.6500000000000004,0.10999999999999943,6.75,10.15,7.3000000000000007,5.25,4.1999999999999993,2.1500000000000004,5.75,6.25,6.0500000000000007,3.0500000000000007,0.80000000000000071,2,0.64999999999999858,2.5,0.85999999999999943,1.8599999999999994,0,1,2.25,2.6500000000000004,6.5,2.5500000000000007,1.3999999999999986,0.71000000000000085,1.9499999999999993,1.8000000000000007,0.89999999999999858,0,0,0.25,0,0,6.65,4.3499999999999996,3.5,0,0,0,4.25,2.5500000000000007,0,0,0,0,0,1.1499999999999986,3.25,0.39999999999999858,3.4000000000000004,0,0,0,0.69999999999999929,1.5,0,0,0,0,0,0,0,0,0,0,0,0.39999999999999858,2.6500000000000004,2.3000000000000007,2.6500000000000004,0.19999999999999929,0,0,0.69999999999999929,0,2.1500000000000004,0.85999999999999943,0,0,0,0,0,0,0,1.3999999999999986,0,0,2.4499999999999993,4.6999999999999993,6.5,5.5500000000000007,1.8599999999999994,1.1999999999999993,0,0,0,0,0,0,0,0,0,0,1.8599999999999994,3.8499999999999996,7.6999999999999993,11.9,6.15,3.4499999999999993,0,0,0,0,7.15,5.8000000000000007,2.75,2.6500000000000004,1.5,3.3000000000000007,6.25,4.3599999999999994,1.75,0,7.6,10.35,11.55,11.3,11.05,11.8,11.4,11.15,9.35,13.1,10.85,13.11,4.1500000000000004,3.6500000000000004,10.35,13.6,12.65,17.66,18.39,20.399999999999999,13.85,14.8,13,13,15.85,10.199999999999999,16.5,16.55,13,11.2,12.4,15.46,12.8,9.85,10.65,9.56,6.9,5.4,10.35,15.4,15.9,12.15,16.25,16.899999999999999,13.6,19.14,20.29,15.25,15.66,16.05,10.3,11.9,18.600000000000001,20.9,24.6,24.6,21.85,17.61,12.2,22.1,27.85,24.35,22.39,19.45,16.3,19.5,15.65,14.01,13.75,18.45,18.190000000000001,14.25,12.45,14.55,17.5,18.190000000000001,15.1,20.399999999999999,21.15,16.86,22.84,25.25,21.25,17,20.350000000000001,12.7,10.9,19.100000000000001,21.85,27.439999999999998,33.35,28.65,27.15,25.19,23.75,21.65,28.85,36.54,30.1,19.55,17.95,19.100000000000001,18.649999999999999,26.04,34.549999999999997,33.950000000000003,39.450000000000003,37.450000000000003,32.200000000000003,33.1,36,39.85,35.700000000000003,27.85,28.25,27.85,30.14,26.1,21.05,24.1,26.689999999999998,27.1,36.700000000000003,25.9,17.600000000000001,25.1,27.3,22.2,30.89,29,25.19,27.65,22.3,28.1,36.700000000000003,39.35,40.1,48.29,42.4,31.5,24.44,30.6,30.9,21.65,16.95,26.85,32.450000000000003,29.1,25.5,27.25,31,21.6,29.95,32.200000000000003,35.950000000000003,35.799999999999997,36.04,27.5,24.25,23,15.96,16.3,14.15,20.350000000000001,18.8,14.35,16.45,16.3,13.5,16.100000000000001,16.91,23.75,25.6,21.9,23.15,23.75,24.3,24.7,21.75,20.350000000000001,17.149999999999999,17.649999999999999,19.399999999999999,17.55,16.600000000000001,19.5,24.9,31.35,28.7,26.439999999999998,21.6,25.1,26.25,28.25,26.9,18.55,19.399999999999999,19,17,11.4,9.2100000000000009,6.75,15.2,12.309999999999999,9.4499999999999993,11.8,16.309999999999999,17.21,13.55,17.36,14.95,16.7,14.5,13.15,10.25,9.25,8.85,7,7.0500000000000007,6.15,4.1500000000000004,10.95,15.05,12.75,8.56,4.25,2.3599999999999994,4.5,14.1,16.399999999999999,13.45,11.2,8.85,3.6999999999999993,2.6500000000000004,3,5.4499999999999993,2.0500000000000007,0,2.4499999999999993,2.5,0,0,0,0,4.3000000000000007,2.6099999999999994,1.3999999999999986,3.4000000000000004,0.89999999999999858,2.9499999999999993,3.8499999999999996,6.8599999999999994,9.4499999999999993,7.8100000000000005,4.25,0,6.25,4.6999999999999993,4.0500000000000007,0.25,0,0,0,0,0,3.25,4.75,2.5500000000000007,0,0,0,0,3.1999999999999993,0.94999999999999929,0,5.5500000000000007,3.0999999999999996,0,0,0,0,0,0,0,0,0,0,0,0,5.75,3.6999999999999993,1.25,0.10999999999999943,1.6999999999999993,0,0,0,0,0,0,0,0,0,1.4600000000000009,0,0,0,0,0,0,0,0,0,0,0,0,0,0.5,2.6099999999999994,0,0,0,0,0,0,0,3,3.6999999999999993,0,0,0,0,0,0,0,0,1.25,2.9000000000000004,4.9000000000000004,2.3000000000000007,0.85999999999999943,0,0,0,0,0.69999999999999929,0.71000000000000085,4.1500000000000004,0.80000000000000071,2.5500000000000007,6.6999999999999993,4.9000000000000004,2.9499999999999993,0,0.30000000000000071,0,1.1099999999999994,1.3000000000000007,5.5500000000000007,9.25,9.15,8.65,6.35,5.65,3.4000000000000004,3,3.4499999999999993,2.6999999999999993,6.5,6.1999999999999993,4.6999999999999993,2.0500000000000007,0,2,10.25,15.2,14.1,7.9,6.0500000000000007,13.91,10.55,7.4499999999999993,5.25,10.75,6.0500000000000007,8.31,11.1,15,16.46,15.05,15.1,18.05,21,19.2,18.34,10.7,14.45,16.350000000000001,10.3,12.75,14.66,16.649999999999999,11.4,11.5,8.0500000000000007,11.9,16,9.81,18.100000000000001,17,11.309999999999999,11.85,11.95,14.1,14.3,8.35,14.1,24.4,24.1,23.09,24.25,20.95,19.05,20.55,20.7,17.649999999999999,12.8,13.7,16.149999999999999,18.350000000000001,21.05,23.25,20.7,22.45,20.25,25.9,28.85,31.05,28.85,25.15,28.75,33.35,39.5,33.4,29.5,38.6,33.1,20.75,19.14,19.05,18.39,20.04,28.1,21.05,24.3,27.3,21.9,30.65,30.25]
["Essex Power Corporation (Amherstburg, LaSalle, Leamington and Tecumseh)","Chatham-Kent",28.15,32.85,34.200000000000003,22.95,18.8,31.55,37.85,31.55,30.1,17.5,14.3,16.600000000000001,13.95,17.149999999999999,21.15,22.1,22,29.2,23.69,23.8,34.299999999999997,35.75,34.200000000000003,33.450000000000003,28.65,28.8,29.35,36.700000000000003,32.200000000000003,23.95,19,17.86,23.4,28.4,28.25,29.75,32.25,34.64,32.39,30.39,30.8,35.35,35.25,28.1,22.64,30.15,32.75,32.75,19.75,17.5,17.16,13.6,16.86,20.8,24.6,26.439999999999998,30.64,31.9,33.450000000000003,23.65,33.64,36.1,32.200000000000003,28.85,28.189999999999998,19.899999999999999,22.3,23.5,14.35,14.16,23.95,27.689999999999998,15.16,19.649999999999999,27.189999999999998,25.55,18.690000000000001,13.5,16.600000000000001,18.440000000000001,18.5,24.25,22.5,23.5,26.65,17.61,13.3,17.100000000000001,16.55,15.86,9.5500000000000007,13.16,16.100000000000001,11.25,14.9,14.5,12.5,9.35,12.4,6.5500000000000007,9.81,7.15,2.9000000000000004,8.7100000000000009,21.05,19.899999999999999,12.5,9.56,13.5,9.1,3.4000000000000004,9.4,14.85,14.55,12.7,13.91,14.3,9.1,6.65,9.25,7.9,7.65,8.1999999999999993,11.1,11.3,9.9499999999999993,7.5500000000000007,3.25,0,4.25,4.75,0,0,3.4000000000000004,5.1999999999999993,11.45,9.4,8,5.1099999999999994,5.4499999999999993,0,3.0999999999999996,7.1,3.1999999999999993,0.75,0,0,5.0000000000000711E-2,3.1999999999999993,1.3999999999999986,1.8599999999999994,0,0,0,2.4499999999999993,2.8599999999999994,3.5500000000000007,0.69999999999999929,1.8599999999999994,0.5,0,0,0,1.25,3,1.75,0,0,0,0,0.89999999999999858,0,0,0,0,0,0,0,0,0,0,0,0,0.14999999999999858,2.4499999999999993,0.55000000000000071,0,0,0,0,0.5,0.21000000000000085,0,0,0,0.35999999999999943,2.8000000000000007,0.10999999999999943,0.30000000000000071,0,0,0,0,0,1.9499999999999993,2.1500000000000004,0,0,2.0999999999999996,2.1099999999999994,0.39999999999999858,0.10999999999999943,0,0,0,0,0.14999999999999858,0.5,0.64999999999999858,0.39999999999999858,0.10999999999999943,0,0,0,1.1099999999999994,4.0500000000000007,4.3599999999999994,0.60999999999999943,0.39999999999999858,1.1499999999999986,0,0,0,0,0,0,0,0,0.19999999999999929,2.0500000000000007,1.6999999999999993,0,0,0,0,0,0,0,2.25,2,1.75,0,0,1.25,5.65,8.6,8.25,6.5500000000000007,5.1999999999999993,5.9,7.4,7.6,0,2.75,7.9,5.75,4,2.9000000000000004,2.5,2.1999999999999993,1.6999999999999993,1.6099999999999994,3.8000000000000007,2.4000000000000004,1.75,1.8000000000000007,10.1,9.1999999999999993,4.9499999999999993,7.15,6.8000000000000007,9.6999999999999993,10.5,11.4,10.35,0.5,0.14999999999999858,2.9499999999999993,3.8000000000000007,4.8000000000000007,10.809999999999999,12.5,7.35,9.25,10.199999999999999,10.6,9.9,6.15,10.15,7.8100000000000005,4,9.9600000000000009,12.65,12.5,15.8,16.399999999999999,10.45,8.6,11,11.15,16.55,13.85,14.85,8.9499999999999993,6.8000000000000007,15.25,20.04,19.350000000000001,18.7,18.149999999999999,22.85,26.85,23.4,26.25,28.15,19.29,9.1999999999999993,10.15,17.399999999999999,18.04,19.489999999999998,22.2,13.7,9.9,19.940000000000001,21.25,17.95,20.7,17.100000000000001,17,19.899999999999999,14.25,15.05,18.3,19.850000000000001,20.55,15.71,12.85,11.2,11.85,16.8,19.79,19.899999999999999,20.45,18.45,17.809999999999999,12.95,10.6,15,14.16,12.05,18.399999999999999,22.59,25.65,26.5,22.95,20,18.09,20.29,28.75,28.95,31.25,30.6,29.8,30.3,21.8,24.4,35.450000000000003,36.950000000000003,27.4,23.35,20.149999999999999,15.6,19.75,25.35,26.25,24.19,24.85,22.05,22.7,27.05,30.14,29.2,19.149999999999999,27.75,26.439999999999998,23.09,32.450000000000003,28.64,23.65,35.450000000000003,25.9,18.75,21.2,30,29.39,21.65,30.65,34.450000000000003,30.45,40.700000000000003,40.15,36.1,31.5,39.85,39.25,30.25,29.65,40.9,30.1,29.35,34.89,35.950000000000003,33.35,26.85,26.05,21.4,22.3,33.4,32,20.7,19.45,20.190000000000001,16.55,15.3,20.65,16.55,14.35,15.35,11.2,15.75,16.95,19.899999999999999,13.8,17.36,21.45,22.4,21,13.7,16.25,23.05,23.44,18.75,13.4,17.36,15.71,9.31,11.4,16.149999999999999,13,12.65,11.059999999999999,13.8,8.25,7.65,11.85,9.7100000000000009,4.1099999999999994,9.25,9.85,8.56,4.3499999999999996,6.65,8.1,6.1999999999999993,11,14.91,18.100000000000001,14.66,14.1,11.65,13.059999999999999,11.4,8.9499999999999993,9.5,6.35,5.5500000000000007,1.8000000000000007,0.64999999999999858,4.5500000000000007,2.9499999999999993,2.1500000000000004,0,0,0,0,5.25,11.75,10.51,2.3000000000000007,1.3599999999999994,0,0,5.0999999999999996,8.9600000000000009,4.0999999999999996,8.9499999999999993,6.9499999999999993,0,0,0,0,0.94999999999999929,0,0,8.06,6.85,6.3000000000000007,3.5999999999999996,0.10999999999999943,0,4.0999999999999996,1.3599999999999994,0,0,0,0.69999999999999929,0,1,0,0,0,1.5500000000000007,0,0.35999999999999943,0.80000000000000071,0,0,0,0.30000000000000071,0.60999999999999943,0.14999999999999858,1.5500000000000007,1.8000000000000007,0,0,0,2,2.9000000000000004,1.25,0,0,0,2.9499999999999993,1.1999999999999993,1.0500000000000007,0,0,0,0,1.6099999999999994,2.1099999999999994,0,0,0,0,0,0.96000000000000085,0,0,0,0,0,0,0,0,0,0,0,0,0,0.25,1.3999999999999986,0.10999999999999943,0,0,0,0,0.89999999999999858,0,0,0,0,0,0,0,0,0.30000000000000071,0,0,0.10999999999999943,2.9000000000000004,2.4499999999999993,3.8000000000000007,2.9499999999999993,0,0,0,0,0,0,0,0,0,0,0,0.19999999999999929,2.1999999999999993,1.3999999999999986,3.3000000000000007,6.0500000000000007,2.9499999999999993,0,0,0,0,2.6500000000000004,4.8599999999999994,3.4499999999999993,3.1500000000000004,2,1.1099999999999994,0,0,0,0,0.19999999999999929,3.8599999999999994,7.4,8.56,8.15,3.9499999999999993,2.4499999999999993,4.3599999999999994,4.1500000000000004,5.9,7,8.15,2.3000000000000007,0,3.8000000000000007,10.35,7.3000000000000007,11.3,16.16,16.46,10.7,1.1499999999999986,3.1999999999999993,1.3000000000000007,10.8,2.4499999999999993,9.65,9.9499999999999993,8.9,4.4000000000000004,10.199999999999999,12.3,10.85,8.5,8.5,4,2.1999999999999993,0.10999999999999943,1.3000000000000007,12.1,14.45,13.05,10.75,9.81,8.1,13.3,13.6,8.06,8.5,7.3000000000000007,3.6500000000000004,8.75,14.45,16.2,21.15,19.7,17.11,13.309999999999999,6.0500000000000007,10.1,16.5,20.04,15.91,12.1,14.91,14.7,15.96,16.2,15.75,19.2,13.75,11.8,11.85,10.1,7.65,6.4,7.25,12.35,10.7,12.35,18.39,21.7,17.899999999999999,10.55,10.1,7.6999999999999993,8.6,13.55,14,13.65,16.7,12.65,16.86,18.45,20.5,19.25,21.5,27.55,26.5,21.55,17.8,16.2,11.5,18.75,26.439999999999998,24.69,27.5,20.75,16.86,16.649999999999999,22.3,28.189999999999998,29,28.1,28.189999999999998,24.6,25.8,23.95,16.8,14.9,18.399999999999999,18.100000000000001,22,14.9,10.65,15.6,16.850000000000001,10.199999999999999,18.3,23.3,18.75,14.5,15.1,20.09,26.35,30.55,28,33.39,31.95,22.39,19.45,25.94,27,13.3,10.35,16.21,19.350000000000001,17.399999999999999,17.11,20.85,23.15,17.21,9.9499999999999993,15,21.8,26.9,25.25,22.55,22.65,22.09,9.15,4.9000000000000004,5.1999999999999993,5.5500000000000007,15,13.35,11.2,6.6999999999999993,10.559999999999999,8.25,9.9,15.75,19,17.3,17.3,12.91,11.25,11.75,17.45,17.5,10.15,11.65,15.15,11.45,5.3000000000000007,9.36,17.3,19.600000000000001,20.5,21.3,12.85,14.9,16.350000000000001,21.9,18.39,11.95,15.9,16.149999999999999,13.11,8.85,5.1999999999999993,6.1999999999999993,3.8000000000000007,9,8.9600000000000009,5.9,7.75,11.85,11.15,7,11.25,12.2,11.1,11,11.85,7.85,10.6,9.56,6.4,6.4,5.6,6.65,8.9,10.199999999999999,9.6,2.8499999999999996,2.1500000000000004,1.8999999999999986,9.36,13.1,8.15,7.5,8.35,7.1,5.8599999999999994,4.4000000000000004,5.0500000000000007,3.4499999999999993,0.19999999999999929,0,0,0,0,0,0,0,0,0,0,0,0,0,2.4499999999999993,5,4.5500000000000007,0.69999999999999929,0,1.9600000000000009,4.1500000000000004,3.1099999999999994,0,0,0,0,0,0,0,0,0.25,0.46000000000000085,0,0,0,0,1.6099999999999994,0,1.25,1.3999999999999986,0,5.0000000000000711E-2,0,0,0,0,0,0,0,0,0,0,0,0.10999999999999943,0,0,0,0.30000000000000071,0,0,0,0,0,0,0,0,0,0,0,0,0,0,0,0,0,0,0,0,0,0,0,0,0,0,0,0,0,0,0,0,0.71000000000000085,0,0,0,0,0,0,0,0,0,1.3599999999999994,1.6099999999999994,1.4499999999999993,0,0,0,0,0,0,0,2.4000000000000004,1.6499999999999986,0,0.85999999999999943,2,0.44999999999999929,0,0,0,0,0,0,0,3.8499999999999996,4.25,2.8000000000000007,3.6500000000000004,3.25,1.1099999999999994,1.8599999999999994,1.6999999999999993,2.9000000000000004,3.5500000000000007,2.6999999999999993,0,0,0,7.3000000000000007,9.35,10.9,5.65,0.14999999999999858,10.1,9.1,3.6500000000000004,0,0,0.14999999999999858,3.8000000000000007,5.35,10.050000000000001,12.1,6.75,11.2,13.36,14.25,13.1,11.75,2.6999999999999993,11.95,13.55,2.1500000000000004,3.1500000000000004,6.75,10.5,7.4,9.6999999999999993,6.4,7,13.25,10.6,13.41,14.3,11.45,10.15,10.3,11.1,10.309999999999999,1.9600000000000009,9.85,19.25,19.7,19.350000000000001,17.96,12.2,13.35,14.3,13.6,10.9,7.6099999999999994,8.25,14.5,14.6,15.35,15,16.91,16.149999999999999,17,20.8,21.55,22.65,20.29,18.350000000000001,25.15,29.3,31.4,28.65,20.9,29.05,32.89,27.15,21.05,18.14,18.3,15.55,16.55,10.4,16.21,17.899999999999999,16.71,19.54,16.899999999999999]
["Festival Hydro Inc. (Stratford, St. Mary's, Seaforth, Hensall, Brussels, Zurich and Dashwood)","Stratford",29.6,34.14,33.450000000000003,23.19,19.95,32,40.049999999999997,31.75,30.85,19.5,15.2,17.36,15.1,17.399999999999999,20.5,24,20.65,26.9,24.85,26.1,36.5,37.450000000000003,33.5,32.450000000000003,28.35,29.85,30.4,36.39,34.25,28.8,21,19.350000000000001,24.7,32.25,32.35,31.2,29.75,34.04,33.85,31.1,32,36.6,36,29.25,22.75,30.5,32.450000000000003,34.549999999999997,21.55,19.7,21.25,16.05,17.96,22.5,26.5,28,32,34.25,37.64,26.3,34.64,37.85,34.35,29.5,28.6,22.25,23.35,23.55,15.05,13.2,25.25,29.85,16.399999999999999,20.55,30.1,28.1,19.399999999999999,15.55,18.75,20.5,21.3,27.25,25.45,25.4,28.65,20.2,13.75,17.649999999999999,17.91,14.95,10.199999999999999,16,18.25,13.36,17.850000000000001,14.75,12.35,12,13.6,7.8100000000000005,10.55,9.15,3.9000000000000004,8.65,21.65,20.149999999999999,12.15,12.059999999999999,12.25,7.75,4.1099999999999994,10.7,14.55,13.1,11.059999999999999,14.16,11.95,10,7.35,8.9,8.1999999999999993,9.1,9.31,11.2,11.45,9.0500000000000007,7.0500000000000007,1.8500000000000014,0,4.6500000000000004,4.5,0.30000000000000071,0,2.8000000000000007,4.75,12.25,10.35,8.15,3.4000000000000004,5.65,0.69999999999999929,6.4,8.9499999999999993,3.0500000000000007,1.8999999999999986,0,0,0.25,2.0999999999999996,0.5,0.5,0,0,0,2.4499999999999993,4.3499999999999996,1.8000000000000007,0.85999999999999943,1.6499999999999986,0,0,0,0,2.5,4.9000000000000004,2.5,0,0,0,0,0.21000000000000085,0,0,0,0,0,0,0,0,0,0,0,0,2,3.25,0.46000000000000085,0,0,0,2.25,1.75,0,0,0,0,0.55000000000000071,3.4499999999999993,2.3599999999999994,0.44999999999999929,0.64999999999999858,0,0,0,0.19999999999999929,1.8599999999999994,1.75,0,0,2.5,2.25,1.3599999999999994,0.39999999999999858,0,0,0,0,0,0,0.25,1.3999999999999986,0,0,0,0,1.5,4.5,3.1999999999999993,2.4000000000000004,0.44999999999999929,0.80000000000000071,0,0,0,0,0,0,0,0,1.1999999999999993,2.3599999999999994,1.4499999999999993,0,0,0,0,0,0,0,2.5,2.3499999999999996,1.3599999999999994,0,0,2.0500000000000007,7.3000000000000007,6.4499999999999993,7.4,6.15,5.5500000000000007,6,6.85,7.1999999999999993,2.5500000000000007,3.1999999999999993,8.65,5.0500000000000007,3.1500000000000004,2.0500000000000007,1.8599999999999994,0.44999999999999929,0.64999999999999858,1.6499999999999986,3.1999999999999993,2.8000000000000007,0.5,1.75,10.85,11.15,5.65,5.75,9.1999999999999993,10.3,10.7,11.75,11.2,3.8000000000000007,1.1499999999999986,4.8499999999999996,5,5.8599999999999994,11.15,13.15,8.61,10.559999999999999,9.65,9.75,10.3,5.6999999999999993,12.05,10.65,4.25,9.81,12.2,13.91,17.559999999999999,16.149999999999999,10.4,9.15,12.65,12.55,16,15.25,14.95,9.9,8.6,16.2,19.95,19.899999999999999,19.850000000000001,18.899999999999999,22.84,26.55,24.8,25.25,26.14,17.149999999999999,10.65,10.6,17.7,18.350000000000001,20.100000000000001,24.2,17.05,10.6,21.25,22.9,19.09,20.84,18.7,18.05,21,18.350000000000001,16.25,20.05,18.239999999999998,17.61,16.899999999999999,15.46,13.85,13.41,16.55,20,22.59,22.45,19.850000000000001,17.649999999999999,15.41,11.15,16.21,15.55,12.75,17.7,21.4,25.3,26.939999999999998,23.55,21.9,20.75,21.55,29.75,30.15,31.45,31.55,30.55,31.85,23.6,26.85,35.89,34.35,28.4,30.1,26.64,16.46,21.75,28.5,27.939999999999998,23.85,22.8,20.59,25.8,28.25,29.95,29.95,21.15,25.95,26.65,25.75,32.25,29.45,24.85,31.25,27.189999999999998,20.54,24.4,28.7,27.3,24,29.3,30.4,32.549999999999997,42.45,40.950000000000003,34.25,31.55,38.5,38.450000000000003,30.75,30.35,38.85,31.9,31.55,35.1,37.299999999999997,33.39,27.25,29.25,27.05,24.65,34.89,34.299999999999997,21.85,18.8,18.45,18.2,16.350000000000001,19.8,16.05,15.8,17.95,13.7,17.96,20.65,21.55,14.65,19.100000000000001,24.3,23.95,20.65,15.66,17,24,25.25,20.29,16.010000000000002,16.149999999999999,15.35,12,12.35,17.100000000000001,17.2,12.5,13.1,16.350000000000001,9.1999999999999993,8.75,12.2,10.15,4.6999999999999993,9.4,9.75,6.9,4.0999999999999996,5.4,8.9,6.4,11.059999999999999,16.05,19,16.100000000000001,13.45,12.35,11.75,9.85,8.4,10.95,5.35,5.4,2.5500000000000007,2.1999999999999993,6.8000000000000007,2.25,0.14999999999999858,0,0,0,0,6.0500000000000007,11.45,9.7100000000000009,4.25,0.64999999999999858,0,0,5.9499999999999993,10.199999999999999,5.4499999999999993,10.75,8.35,1.1499999999999986,0,0,0,0,0,0,8.6999999999999993,7.1999999999999993,4.8000000000000007,2.4000000000000004,1.5,0,2.75,2.25,0,0.80000000000000071,0,1.5,0,0.75,0,0,0.25,0.85999999999999943,0,0.35999999999999943,0,0,0,0,0.64999999999999858,0,0,2.6999999999999993,3.75,0,1.1999999999999993,0.94999999999999929,2.0500000000000007,2.4000000000000004,0.94999999999999929,0,0,0,1.8599999999999994,0.25,0.14999999999999858,0,0,0,0,0.5,0.75,0,0,0,0,0,1.0500000000000007,0,0,0,0,0,0,0,0,0,0,0,0,0,2.4000000000000004,1.4499999999999993,0,0.46000000000000085,0,0,0,1.3999999999999986,0,0,0,0,0,0,0,0,1.3599999999999994,0.21000000000000085,0,0.25,2.5999999999999996,2.8499999999999996,3.8599999999999994,3.1099999999999994,0,0,0,0,0,0,0,0,0,0,0,0,0.85999999999999943,1.9499999999999993,4.0999999999999996,5.75,3,0,0,0,0,0.75,4.75,3.4499999999999993,2.4499999999999993,1.5,0,0,0.39999999999999858,1.25,0,1,5.35,8.31,9.25,9.9499999999999993,5.5,3.1099999999999994,5.5,5.5500000000000007,7.15,8.4,9,2.0500000000000007,1,4.8599999999999994,11.05,7.15,10.65,16,16.399999999999999,12.05,3,3.8000000000000007,7.9,12.35,5.8000000000000007,11.05,11.15,10.059999999999999,6.25,10.65,13.65,13.45,8.1,9.81,3.6099999999999994,3.75,2.4000000000000004,5.65,11.4,14.1,13.5,12.25,9.75,8.56,13.55,14.6,9.15,8.81,10.3,4.6500000000000004,9.9,14.9,16.95,21.25,21.5,18.14,15,7.75,10.9,20.29,20.45,17.899999999999999,13.05,15.35,15.4,16.95,16.21,15.25,19.05,14.6,12.05,12.55,11.05,12.65,10.5,7.8100000000000005,14,12.95,13.6,19.5,22.3,18.600000000000001,11.559999999999999,10.4,8.85,8.6999999999999993,14.5,17.11,15.75,20.7,15.75,17.55,19,21.15,20.29,22.45,30.65,28.6,21.75,19.95,17.86,12.5,20,28.189999999999998,25.05,28.3,24.05,17.61,18.59,25.35,28.5,27.689999999999998,28.05,25.5,25.5,28.1,23.45,17.149999999999999,15.65,20.100000000000001,19.55,25.15,19.8,12.5,16.510000000000002,18.7,10,18.100000000000001,21.09,17.61,16.45,15.15,19.899999999999999,26.05,31.6,29.05,35.299999999999997,35.950000000000003,26.75,20.8,24.94,28.85,16.66,12.15,16.75,19.649999999999999,18.59,18.55,20.399999999999999,24.25,17.350000000000001,10.309999999999999,16.46,24.15,25.35,26.6,23.15,23.95,23.05,10.75,6.8000000000000007,4.1500000000000004,9.85,15.25,13.35,11.95,9.86,10.35,8.36,12.309999999999999,17.149999999999999,19.350000000000001,18.25,18.100000000000001,13.95,14.6,14.25,18.95,16.600000000000001,9.9600000000000009,11.95,15.8,12.7,6.0500000000000007,11.95,18.25,22.4,23.55,23.65,15.35,15.75,18.55,22.59,21.3,12.35,17.149999999999999,16.350000000000001,13,8.25,5.4499999999999993,3.6099999999999994,2.8000000000000007,7,7.5500000000000007,7.1999999999999993,8.25,10.9,11.05,8.9,14.05,11.9,11.85,10.8,9.8000000000000007,9.65,9.75,8.25,7.1999999999999993,5.4,3.1500000000000004,5.9499999999999993,9.1,9.5500000000000007,7.25,2.1500000000000004,1.1499999999999986,3.1500000000000004,11.5,13.85,8.1,5.8000000000000007,7.0500000000000007,6.3000000000000007,4.6500000000000004,3.6500000000000004,3,2.8000000000000007,0.5,0,0,0,0,0,0,0,0,0,0,0,0,0,5.8000000000000007,7.75,6.5500000000000007,2.9000000000000004,0,3.6500000000000004,4.4499999999999993,2.6500000000000004,1.4600000000000009,0,0,0,0,0,0.89999999999999858,0,0.60999999999999943,0,0,0,0,3.1500000000000004,1.7100000000000009,1.3599999999999994,1.4499999999999993,1.5500000000000007,0,0,0,0,0,0,0,0,0,0,0,0,0,0.80000000000000071,0.10999999999999943,0,0.60999999999999943,0,0,0,0,0,0,0,0,0,0,0,0,0,0,0,0,0,0,0,0,0,0,0,0,0,0,0,0,0,0,0,0,0,0.69999999999999929,0,0,0,0,0,0,0,0,0,0.19999999999999929,1.4499999999999993,1.1099999999999994,1.25,0,0,0,0,0,0,3.4000000000000004,2.8499999999999996,0,1.75,2.5,0.94999999999999929,0,0,0,0,0.55000000000000071,0,1.8599999999999994,4.4499999999999993,4.6999999999999993,4.1999999999999993,3.4000000000000004,1.6099999999999994,2.5,2.6500000000000004,3.8499999999999996,2.8000000000000007,3.6999999999999993,1.75,1.4499999999999993,0,0.25,7.25,10.050000000000001,10.65,7.4,3.4000000000000004,9.6999999999999993,9.75,6,0,0,1.4499999999999993,3.5500000000000007,6.1,11.25,12.45,9.4,11.1,15,17.71,16.010000000000002,13.35,3.9000000000000004,12.91,14.35,7,1.6499999999999986,8.31,11.6,7.9,9.85,8.81,9.3000000000000007,13.6,11.35,13.8,15.5,13.059999999999999,10.6,11.6,12.6,12.75,5.9,10.35,18.600000000000001,18.440000000000001,19.5,20.09,15.3,14.65,15.6,14.16,14.45,8.9,9.6999999999999993,15.1,15.3,15.6,16.7,16.71,18.190000000000001,17.61,20.5,21.25,23.09,21.4,19.14,25.35,28.6,30.8,29.8,22.3,28.05,31.2,24,22.6,17.850000000000001,19.7,16.399999999999999,19.100000000000001,14.8,17.2,19.14,18.25,20.85,18.14]
["Fort Albany Power Corporation (Fort Albany First Nation)","FortAlbany",51,48.8,42.7,29.9,40.450000000000003,44.05,41.85,41.1,33.89,21.25,20.100000000000001,23.25,21.05,34.15,41.3,37.64,34.29,36.89,37.1,46.5,48.1,47.75,44.05,36.950000000000003,41.9,45.75,46.95,40.700000000000003,39.15,30.95,37.299999999999997,37,39.9,38.049999999999997,38.700000000000003,38.14,34.200000000000003,34.799999999999997,38.75,40.79,40.700000000000003,34.85,32,43.25,36.89,37.85,38.39,35.1,24.8,22.05,30,25.19,26.85,33.15,36.25,43.65,44.3,45.6,46.85,41,42.15,42.54,45.65,43.9,33.15,31.55,35.450000000000003,30.8,30.5,34.39,41.95,38.75,31.65,38.200000000000003,40.65,40.1,38,29.45,26.85,26.6,31.4,36.85,30.75,39,34.450000000000003,26.3,31.35,29.45,23.55,23.35,18.850000000000001,19.75,26.15,26.75,25.85,22.59,16.8,28.15,26.189999999999998,16.149999999999999,24.15,27.25,24.1,25.7,32.14,30.55,28.25,20.04,21.9,13.61,15.35,19.95,21.8,21.65,23.6,22.2,21.8,20.350000000000001,13.95,12.5,13.25,12.85,15.6,17.25,17,16.86,13.11,14.76,10.35,10.6,15.9,14.55,11,10.199999999999999,17.45,17.3,14.7,9.6,14.3,13.4,8.1999999999999993,6.5,6.6999999999999993,4.5,0,8.5,9.56,11.2,12.4,11.05,0,5.3000000000000007,9.75,2.8499999999999996,11.5,11.95,7.1999999999999993,3.5500000000000007,5.75,5.4499999999999993,0,0,0.96000000000000085,6.6,7.6,5.65,0,0,11.8,10.8,9.5,6.0500000000000007,4.4499999999999993,4.9499999999999993,12,10.85,7,0,0,0,0,0,7.15,6.8000000000000007,3,0,5.5500000000000007,5,5.75,6.6999999999999993,2.9499999999999993,0,0,0,5.9499999999999993,7.4,6.1999999999999993,2.8000000000000007,0,0,0,0,2.9000000000000004,4.9499999999999993,2,1.6999999999999993,6.85,7.35,6.15,5.35,3.8000000000000007,2.75,2.4499999999999993,0.96000000000000085,2.8000000000000007,3.8499999999999996,0.60999999999999943,5.0500000000000007,5,0,0.19999999999999929,0,2.1500000000000004,6.15,6.5,6.15,2.9499999999999993,6.3000000000000007,6.25,4.6099999999999994,0.44999999999999929,1.8599999999999994,0,0,0,4.6500000000000004,0,1.4499999999999993,7.6,4,0.19999999999999929,8.35,8.5,0.19999999999999929,2.6500000000000004,1,5.85,2.1999999999999993,8.9,10.45,2.9000000000000004,5.4,10.35,11.95,10.8,7.1999999999999993,6.4499999999999993,8.1,13.7,15.55,15.45,11.5,8.85,11.25,10.75,9.85,0.60999999999999943,1.6499999999999986,1.1999999999999993,0.69999999999999929,4.8599999999999994,14.7,12.35,7.75,4.0500000000000007,0.64999999999999858,7.9,11.85,9.31,9.5,14.55,14.5,12.55,14.05,7.25,7,12.7,14.45,12.4,11.35,15,16,15,15.05,13.15,10.1,11.35,10.199999999999999,12.6,13.5,12.45,15,18.149999999999999,20.9,22.05,19.25,16.05,15.3,16.8,20.399999999999999,21.65,26.6,29.35,30.85,29.85,22,21.15,27.1,29.05,26.439999999999998,25.35,24.9,30.6,34.700000000000003,31.3,25.85,28.75,19.899999999999999,26.4,37.299999999999997,40,38.799999999999997,31.4,29.15,41.65,35.35,27.75,39.35,30,37.29,38.14,25.35,32.75,38.299999999999997,36,28.05,20.95,21.59,23.3,25.35,29.75,36.200000000000003,34.85,35.64,32,20.45,21.75,21.65,20.95,25.35,28.3,36.950000000000003,44.65,43.65,37.89,37.75,44.79,40.4,43.2,49.75,44.3,45.95,37.950000000000003,41.45,42.35,41.4,43.85,34,34.14,31.55,45.2,40.299999999999997,36.39,42.25,43.1,36.75,31.75,21.8,30.55,41.5,40.1,35.1,27.8,37.1,43.54,44.04,47.5,45.5,42.45,45,43.5,41.45,47.65,49.95,43.6,43.65,39.450000000000003,46.4,48.35,46.55,47.3,40.54,42.8,45.8,46.8,42.25,38.65,46.8,42.6,34.6,40.65,41.6,32.75,29.2,26.8,35.39,30.2,33.549999999999997,38.549999999999997,32.39,34.799999999999997,32.049999999999997,31.1,24.9,31.55,34.700000000000003,29.14,25.55,24.85,22.75,31.75,32.549999999999997,27.189999999999998,23.85,18,37.5,34,26.8,19.149999999999999,31.6,33.200000000000003,25.9,20.29,29.35,34.89,32.1,19.5,30.45,35.299999999999997,33.950000000000003,29.55,32.85,31.14,20.45,19.100000000000001,16.559999999999999,11.75,10.4,19.79,22.05,10.55,18,16.5,17,14.75,13.9,16.760000000000002,20.9,21.05,15.96,15.6,14.7,14.16,14.25,16.559999999999999,13.8,5.8599999999999994,3.1999999999999993,14.6,11,13.5,12.3,2.1099999999999994,15.56,16.399999999999999,16,15.05,11.9,4.75,6.0500000000000007,8.15,5.85,16.2,16.8,14.7,17.5,16.46,10.85,9,12.1,8.1,9.65,14.5,11,17.2,12.7,8.25,2.5500000000000007,5.0500000000000007,12,13.16,6.65,1.6999999999999993,7.25,3.9000000000000004,3.1999999999999993,1.8599999999999994,8.9,10.45,0,0,6.5,0,7.75,6.4,5.0999999999999996,3.6999999999999993,0,8,7.35,7.1999999999999993,0,2.8599999999999994,0,3.0500000000000007,10.1,8.9,3.4000000000000004,2.3000000000000007,1.3999999999999986,0,1,5,0,4.9499999999999993,1.3000000000000007,4.3599999999999994,5.0500000000000007,0,7.25,5.75,1.3000000000000007,0,0.10999999999999943,0,0,5.65,5.9499999999999993,5.1999999999999993,3.4499999999999993,0,0,1.1099999999999994,0,0,0,0,0,0.30000000000000071,4.0500000000000007,3.6500000000000004,5.1999999999999993,5.25,7.3000000000000007,2.6500000000000004,0,0,4.4499999999999993,2.6500000000000004,0.5,1.3999999999999986,0,0,3.5,6,3.9000000000000004,0,1.5,0,0,0,1.75,4.25,1.25,3.9499999999999993,1.9499999999999993,0,1.75,0,6.6,2.8000000000000007,0,0,0,3.1500000000000004,1.1499999999999986,3.75,4.8000000000000007,8.6999999999999993,8.1999999999999993,5.0500000000000007,2.8599999999999994,7.0500000000000007,0,0,4,12.2,5.5500000000000007,0.39999999999999858,4.6999999999999993,9.5,11.9,10.9,4.8000000000000007,0,4,11.1,14.76,14,14.55,13.16,13.6,11.4,7.5500000000000007,14.35,13.6,16.5,16.850000000000001,8.81,3.6099999999999994,11.45,16,15.96,17.3,20.399999999999999,19.8,10.559999999999999,17.510000000000002,19.09,17.3,17.25,14.65,20.2,20.8,17.86,15.1,15.81,17.45,13.25,13.41,12,14.75,16.25,9.06,10,18.14,15.9,12.4,16.46,12.05,18.149999999999999,19.899999999999999,19.04,15.65,18.8,15.9,11.1,10.95,19.8,23.65,25.25,27.5,24.85,20,22.05,33.200000000000003,27.05,25.69,21.05,20.5,21.95,23.75,18.5,13,15.35,20.8,17.75,14.9,15.55,16.899999999999999,20.5,22.55,20.85,22.59,24.1,19.04,24.7,27.1,28.7,28.65,30,23.3,16.350000000000001,27.189999999999998,33.25,38.25,38.75,36,34.6,31.55,26.4,30.45,37,33.799999999999997,24.3,22.89,27.689999999999998,22.65,23.6,32.75,40,39.5,44.75,42.75,44.5,34.450000000000003,38.799999999999997,41.95,31.55,36,31.55,35,30.65,28.3,28.3,35.35,35.64,33.65,41.75,28.7,26.15,36.75,38.79,36.85,36.5,35.75,41,44.5,30.85,31.7,40.25,44.05,48.3,47.4,40.85,27.689999999999998,30.45,39,28.9,23.25,27.6,37.75,36.5,30.6,32,35,34.14,30.65,41.75,36,40.5,44.55,42,37.25,34.799999999999997,25.19,23.09,32.799999999999997,27.3,29.65,20.75,19.59,25.04,15.15,21.1,25.4,24.9,34.14,30.25,24.6,31.65,35.049999999999997,34.54,38.14,33.200000000000003,28.85,30.6,25.9,23.69,16.149999999999999,24.8,31.05,34.14,35.64,35.049999999999997,30.25,30.3,33.4,32.450000000000003,33,25.65,21.95,29.45,26.05,13.91,11.1,10.4,22.34,18.5,17.899999999999999,8.9,19.7,23.3,20.84,24.85,22.75,26.6,23.9,18.09,16.5,16.91,16.149999999999999,14.85,8.9499999999999993,15.2,11.2,17.46,18.89,17.899999999999999,16.899999999999999,16.600000000000001,8.81,4.4499999999999993,10.45,17.600000000000001,18.350000000000001,15.35,12.95,9.1,0.44999999999999929,2,14.5,8.75,0,7.4499999999999993,14.45,11.9,3.1500000000000004,6.6999999999999993,2.1500000000000004,9.4,9,13.2,1.9499999999999993,8.1,10.059999999999999,5.9,8.9499999999999993,14.2,15.25,14.05,11.95,7,11.95,13.66,9.4,7.9,4.1500000000000004,4.6500000000000004,0,0,1.8599999999999994,6.25,8,8.9600000000000009,0,0,0,5.0999999999999996,8.65,3.0500000000000007,5.3000000000000007,6,4,2.6099999999999994,6.3599999999999994,8.4499999999999993,7.25,3,4.5,5.5500000000000007,6,4.3000000000000007,0,0,2,4.8499999999999996,0,0,4.4499999999999993,0,0,0,3.6099999999999994,3.4000000000000004,0,0,0,4.4000000000000004,5.75,3,0.94999999999999929,0,0,0,0,0,0,2.25,1.5,5.5,0.10999999999999943,3.1999999999999993,3.4499999999999993,8.7100000000000009,9.8000000000000007,2.9499999999999993,0,0,1.75,0,0,4.5999999999999996,5.9,1.25,0,4.1099999999999994,6.15,3.1500000000000004,1.0500000000000007,2.0500000000000007,0.25,0.14999999999999858,5.5500000000000007,6.5,7.8100000000000005,0,0,0,2.5500000000000007,7.8100000000000005,8.6,0,7,4.5999999999999996,0.5,9.6999999999999993,8,3.75,4,5.0999999999999996,5.75,0,2.25,7.5,10.309999999999999,12.1,10.75,10.75,7.35,5,5.25,7,6.4499999999999993,6,8.15,11.9,5.6099999999999994,0.44999999999999929,4.4499999999999993,7.8000000000000007,12.5,14.25,12.85,9.25,11.5,16.05,14.25,7.5,10.75,16,12.75,11.5,14.45,15.5,16,16.7,16.25,20.25,17.5,19.2,17.45,15.75,17.25,14.15,11.559999999999999,12.95,17.75,17.149999999999999,16.399999999999999,10.45,3.3000000000000007,12,15.75,13.55,18,15,12.75,15.5,15.75,14,13.75,16.7,18.64,22.55,20.29,19.5,21.35,22.09,21.2,20.8,21,22.44,20.75,17.5,17.3,18.75,21.75,23.55,22.5,23.25,19.350000000000001,24,27.5,31.45,33.450000000000003,34.75,34.5,42.25,46.05,40.85,44.2,46,34.549999999999997,31,31.75,32.25,24,27.6,37.25,32,28,31.85,28.25,34.75,43.4]
["Fort Frances Power Corp. (Fort Frances)","FortFrances",49.54,48.65,38.1,40.200000000000003,50.95,49.55,47.7,45.25,37.450000000000003,25,23.85,20.25,30.55,36.39,30.95,27.3,40.29,34.89,29.05,42.3,43.5,41.4,43.79,27.89,39.29,41.29,47.25,44,35.049999999999997,38.39,39.549999999999997,39.65,42.04,34.450000000000003,41.35,42.45,39.5,37.39,41.35,43.45,41.3,39.4,34.950000000000003,35.950000000000003,37.799999999999997,31.95,39.6,26.35,20.75,22.35,22,30.45,33.1,32.950000000000003,37.5,41.65,38.85,47.04,38.950000000000003,46,43,43,37.6,36.39,22.65,25.25,35.049999999999997,18.25,17.399999999999999,25.65,32.64,16.16,23.3,35.1,34.799999999999997,22.89,21.5,21,22,26,35.799999999999997,39.6,36.450000000000003,34.6,33.049999999999997,26.439999999999998,27.35,27.5,11.95,22,26.35,27.85,20.100000000000001,19.149999999999999,17.399999999999999,15.7,13.45,16.7,9.7100000000000009,16,15.85,15.96,19.55,25.19,26.65,22.2,20,19.54,10.15,11.5,13.16,14.8,14.35,15.2,15.3,14.85,13.91,12.65,13,14.7,15.3,15.05,15.4,16.350000000000001,14.6,13.95,8.4600000000000009,11.15,14.25,8.9,7.3000000000000007,9.15,12.65,15.16,13.15,12.65,10.3,6.1,5.15,2.0999999999999996,7.6,6.9499999999999993,4.1999999999999993,0,0,0,0,0,0,0,0,0,4.1999999999999993,2.5500000000000007,2.4499999999999993,0,2.0500000000000007,5.6999999999999993,6.1999999999999993,4.1999999999999993,2.6999999999999993,2.9000000000000004,9.06,7.4499999999999993,4.9000000000000004,5.1099999999999994,0.71000000000000085,2.25,0.10999999999999943,0,0,0.5,0,0,2.9499999999999993,2.8000000000000007,1.5,0,0,0,0,4.75,4.4499999999999993,3.4499999999999993,2.3000000000000007,0,0,0,2.0500000000000007,4.1099999999999994,1.3500000000000014,0,1.1499999999999986,4.25,5.0500000000000007,3.4499999999999993,3.4499999999999993,1.6499999999999986,0,0.69999999999999929,0,0,0,2.0500000000000007,1.6600000000000001,0,0,2.25,1.8999999999999986,0,0.30000000000000071,0.89999999999999858,0.64999999999999858,0.75,1.8999999999999986,2.6500000000000004,0,0,0,0,0,0.14999999999999858,2.3000000000000007,2.0500000000000007,3.1999999999999993,4.0500000000000007,0,0,0.55000000000000071,1.8999999999999986,0.89999999999999858,0.69999999999999929,1,0,0,0,3.0500000000000007,7.65,5.6999999999999993,3.9499999999999993,0.10999999999999943,3.25,2,2.3599999999999994,2.4000000000000004,3.4000000000000004,0,4.5,4.25,3.6999999999999993,0,5.9499999999999993,10.5,10.9,11.7,12.25,7.1,9,7.75,11.5,7.3599999999999994,2.75,4.9000000000000004,6.65,4.1999999999999993,4.25,2.75,1.1999999999999993,0,0,5.1999999999999993,11.45,8.25,7.25,9.9,13.7,13.91,13.66,14.41,14.9,14.45,12.75,16.600000000000001,12.1,6.4499999999999993,10.65,11,10.4,7.5500000000000007,11.9,14.8,10,14.2,11.9,7.4499999999999993,5,2.9499999999999993,13.41,14.95,10.35,14.05,15.4,17.05,20.399999999999999,17.149999999999999,13.95,12.5,14.95,16.149999999999999,17.559999999999999,16.399999999999999,20.5,24.4,23.75,24.8,22.95,29.8,30.5,30.25,30.4,30.3,29.7,28.3,36.64,28.35,17.809999999999999,16.649999999999999,23.45,31.45,35.549999999999997,40.5,30.35,27.85,35,38.6,30.45,35.200000000000003,29.9,27.35,31.5,20.29,23.65,28.15,22.84,20.7,17.809999999999999,16.2,15.5,20.7,27.939999999999998,30.25,30.25,22.9,20.25,18.7,17,16.8,17.899999999999999,19.55,24.1,29.65,37.64,42.2,40.9,34.049999999999997,32.450000000000003,35,37.04,48.8,44,40.049999999999997,43.04,36.450000000000003,38.85,42.35,42,44.35,39.4,26.5,31.35,37.950000000000003,21.2,29.55,29.1,22.3,30.85,28.5,16.2,24.4,28.75,21.34,21.55,20.149999999999999,32.6,37.1,35,45,41.8,40.79,41.54,34.950000000000003,32.299999999999997,30.1,32,27.35,24.4,32.450000000000003,43.45,34.64,43.2,39.04,34.450000000000003,41.35,46.29,45.25,31.45,40.35,46.85,36.75,32.700000000000003,42.75,43.6,38.39,33.200000000000003,30.85,32.25,30.3,41.05,39.200000000000003,25.2,23.4,18.59,15.46,15.56,18.350000000000001,13.3,16.3,13.6,7.3000000000000007,17.309999999999999,19.600000000000001,20.149999999999999,18.75,21.35,26.85,25.05,18.5,13.15,19.350000000000001,25.85,24.85,20.7,14.3,15.56,14.15,9.06,14.35,23.55,23.1,23.7,21.8,19.34,17.36,13.4,14.7,11,4.3000000000000007,10.6,10.5,5.0999999999999996,9.25,9.4499999999999993,11.46,14.25,17.86,19.899999999999999,19.100000000000001,18.940000000000001,18.2,12.4,12.95,10,11.1,11.809999999999999,5.65,5.6,3.6999999999999993,7.4499999999999993,9.7100000000000009,7.1,4.4499999999999993,5.65,13.55,12.6,11.75,15.05,13.7,14.55,7.25,7.6099999999999994,6.6,5.4499999999999993,15.05,12.5,8.5,8.6,6.5,1.6099999999999994,2.1999999999999993,3.4000000000000004,3.0500000000000007,2.4000000000000004,4.0500000000000007,8.2100000000000009,11.75,9.6999999999999993,7.65,3.6099999999999994,1.8000000000000007,2.3599999999999994,3.5500000000000007,2.9000000000000004,0.25,2.4000000000000004,1.1099999999999994,2.9000000000000004,2.1999999999999993,1.1999999999999993,0,1.8999999999999986,6.8000000000000007,7.5500000000000007,4.5500000000000007,5.75,6.5,3.3499999999999996,1.6099999999999994,2.4499999999999993,2.4499999999999993,0.30000000000000071,0.55000000000000071,0.94999999999999929,0,0,0,2.8000000000000007,2.1999999999999993,0.64999999999999858,0,0.14999999999999858,0,5.25,4.3499999999999996,5,1.5500000000000007,0,0,0,0,0,0,0,0,0,0,1.0500000000000007,1.75,2.1099999999999994,0,0,0,0,0,0,0,0,0,5.0000000000000711E-2,0,4.0500000000000007,5.8000000000000007,4.5999999999999996,0.46000000000000085,0,0,1.1499999999999986,0.94999999999999929,0.94999999999999929,0,0,0,0,0,4.1500000000000004,5.6999999999999993,4.1999999999999993,4.3000000000000007,0,0,5.5,8,6,6.8599999999999994,4.1500000000000004,0,0,0,0,0.30000000000000071,0,0,0,0,0,3.0500000000000007,5.25,6.6,9.6999999999999993,9.5,7.15,0.14999999999999858,1.8999999999999986,0,0,2.1099999999999994,6.85,6.75,2.5999999999999996,0,7.6,5.5,4.6500000000000004,1.1999999999999993,0,3.4000000000000004,10.3,13.45,9.6,8,11.6,9.1999999999999993,11.4,8.5,13.75,15.25,11.35,8.65,4.75,0.5,8.31,14.05,10.95,13.6,19.04,17.3,13.91,8.0500000000000007,12.9,13.16,14.3,12.95,10.95,17.25,16.649999999999999,11.5,9.81,13,12.95,13.35,14.85,16.149999999999999,12.3,7.25,9.85,15.8,16.2,10.3,10.8,10.65,12.15,16.21,18.34,13.75,15.15,11.75,8.81,11.25,20.149999999999999,23.95,30.85,28.7,19.350000000000001,20.8,19.05,27.15,30.55,24.1,25.3,23.25,17.100000000000001,21.5,20.95,19.04,13.9,16.350000000000001,17.71,17.399999999999999,18.649999999999999,16.600000000000001,19.600000000000001,18.75,17.5,21.15,24.2,22.25,26.75,32.049999999999997,30.45,24.75,25.3,21.3,18.95,30.35,30,32.25,35.049999999999997,31.7,30.25,30.4,27.9,25.3,26.2,22.3,21.9,22.59,22.3,21.34,26.65,39.75,44.45,43.45,42.7,41.45,37.35,35.450000000000003,43,45.55,42.2,39.950000000000003,36.450000000000003,28.8,28.3,24.75,22.75,22.75,24.95,22.8,31.05,26,17.36,24,29.3,26.75,31.55,31.7,27.5,22,23.8,33.35,39.5,43.1,39.5,40.700000000000003,42.79,34.89,23.55,33.75,35.14,20.95,16.25,19.399999999999999,31.15,30.15,18.8,24.65,27.9,23.69,17.86,25.25,33.5,36.75,34.35,31.4,32.14,28.45,13.2,16.05,15.35,19.399999999999999,17.5,12.35,12.75,9.9,12,14.75,17.399999999999999,22.15,25.9,24.9,22.85,21.65,21,23.5,22.84,18.899999999999999,20.95,18.95,15.55,12.85,13.6,14.75,21.95,25.5,24.2,24.85,20.25,16.600000000000001,18.190000000000001,25.6,24.65,18.55,20.75,19.75,14.91,8.81,2.0500000000000007,1.6999999999999993,11.9,12.4,8.9499999999999993,8.1,12.35,15.81,11.45,12.15,14.95,11.9,13.45,11.05,12.6,12.559999999999999,11.65,9.25,9.4,10.4,0,1.1999999999999993,9.25,8.85,4.1999999999999993,3.6999999999999993,6.9499999999999993,10,15.8,16.309999999999999,15.35,12.65,10.35,7.4499999999999993,6.15,4,2.3499999999999996,2.0999999999999996,0,5.0000000000000711E-2,6.6,0.80000000000000071,3.3000000000000007,2.4499999999999993,4.8000000000000007,3.75,6.3000000000000007,3.5999999999999996,6.35,5.15,2.6999999999999993,4.0999999999999996,7.8100000000000005,8.81,7.9600000000000009,1.3500000000000014,0,3.6500000000000004,4.5,1.9499999999999993,5,2.25,0,0.25,0.19999999999999929,0,3.1500000000000004,3.4000000000000004,5.9499999999999993,1.8599999999999994,0,0,0.14999999999999858,4.75,3.5,0,7.5500000000000007,4.6500000000000004,2.4000000000000004,1.3000000000000007,0,0,0,1.8999999999999986,0,0,0,0,0,0,2.25,2.6500000000000004,2.25,0,1.8000000000000007,0,0,0,0,0,0,0,0,0,5.0000000000000711E-2,0.60999999999999943,0,0,0,0,0,0,0,1.75,1.3599999999999994,0.35999999999999943,0,0.94999999999999929,0,0,0.85999999999999943,1.1499999999999986,0,0,0,0,0.94999999999999929,3.6999999999999993,5.4499999999999993,0,0,0,4.1999999999999993,4.0999999999999996,2.3000000000000007,1.8000000000000007,0,4.25,4.8000000000000007,3.9000000000000004,0,0,0,0,2.6999999999999993,5.3000000000000007,1.3999999999999986,2.6500000000000004,6.5,1.5500000000000007,3.5999999999999996,7.1099999999999994,9.3000000000000007,5.35,0.75,4.5500000000000007,3.9000000000000004,2.8499999999999996,6.35,6.3000000000000007,7.5,4.8599999999999994,2.75,2.6500000000000004,7.9,8.15,7.1,3.9000000000000004,9.6,8.4,4.5999999999999996,3.9000000000000004,1.8000000000000007,5.25,11.85,12.95,15.15,12.55,4.1999999999999993,11.9,15.71,13.4,8.4,8.3000000000000007,13.91,9.4600000000000009,11.35,16.25,15.2,16.3,12.05,16.5,16.059999999999999,15.91,13.1,10.559999999999999,9.6,12.3,14.8,10.35,12.91,13.3,15.96,11.21,10.1,6.8000000000000007,6.4499999999999993,13.41,11.15,9.9,18.75,11.15,8.31,13.91,14.15,17.899999999999999,16.399999999999999,18.95,23.4,25.7,22.84,19.600000000000001,17.850000000000001,17.91,17.649999999999999,20.54,19.95,14.35,15.85,18.149999999999999,20.29,22.3,22.55,20.65,18.95,21.25,23.6,27.65,35.700000000000003,38.799999999999997,38.39,38.39,37.950000000000003,38.549999999999997,39.5,40.200000000000003,43.5,43.9,29.9,21.35,28.25,23.1,20.05,28.75,26.8,23.9,34.1,27.35,26.4,31.5,38.200000000000003]
["Greater Sudbury Hydro (Greater Sudbury and the Municipality of West Nipissing)","GreaterSudbury",45.4,48.9,41.7,26.05,27.25,35.39,38.950000000000003,34.75,33.049999999999997,23.55,17.96,19.100000000000001,17.3,21.6,31.1,28.65,24,29.15,31.2,42.5,45.35,45.25,43.65,37.049999999999997,36.299999999999997,42.85,40.5,39.5,32.799999999999997,27.439999999999998,28.6,31.35,29.45,33.1,30.14,34,35.299999999999997,31.3,33.35,31.25,35.450000000000003,38.29,33.6,27.4,28.05,33.25,34.89,34.89,26.14,21.1,24.75,19.95,26.05,30.4,33.35,33.200000000000003,36.64,38,41.1,32.75,38.9,38.6,34.25,33.799999999999997,32.200000000000003,26.05,28.25,30.14,20.85,21.45,32.200000000000003,36.700000000000003,23.15,29.5,36.35,33.4,25.15,20.9,22.85,24.4,26.189999999999998,32.35,31.5,30.5,32.9,25.25,21.25,24,21.45,16.7,15.55,21.4,19.690000000000001,18.95,22.2,17.45,13.35,15.16,19.190000000000001,14.35,15.25,16.100000000000001,15.46,20.8,27.25,25.55,18.39,13.7,15.95,13.2,10.25,15.25,16.55,15.9,14.4,16.2,14.5,13.559999999999999,11.9,11.9,12.45,13.35,11.25,11,12.7,12.91,10.85,7.8100000000000005,4.6099999999999994,10.15,5.85,11.25,6.4499999999999993,6.15,10.75,11.45,12.25,9.4,5.75,5.35,3.1099999999999994,3.4000000000000004,1.4499999999999993,2.1099999999999994,0,0,0.64999999999999858,2.4000000000000004,1.75,1.8000000000000007,1.75,0.44999999999999929,0,2.4499999999999993,6.85,4.3000000000000007,1.8000000000000007,0,4.9499999999999993,3.0500000000000007,0,0.44999999999999929,0,3.5500000000000007,6.15,1.9499999999999993,0,2.3000000000000007,1.4499999999999993,3.0999999999999996,3.4000000000000004,0,0,0.39999999999999858,1.5,1.1999999999999993,0,0,0,0,0,0,0,4.75,1.3999999999999986,0,0,0,3.9000000000000004,4.5,3.1999999999999993,1.25,0,0,2.25,3.25,4.5,1.1999999999999993,0.44999999999999929,0,0,0,0,2.9499999999999993,1.8000000000000007,0.39999999999999858,0,1.6999999999999993,4.1999999999999993,3.6999999999999993,3.8000000000000007,3.3499999999999996,1.8000000000000007,0.80000000000000071,0,0,0,1.1099999999999994,1.3599999999999994,0,0,0,0,0.75,6.9,9.1999999999999993,3.6500000000000004,2.5999999999999996,5.3000000000000007,5.0500000000000007,2.4000000000000004,1.4499999999999993,0,0,0,0,0,0,5.35,4.4499999999999993,3.3499999999999996,1.2100000000000009,0.96000000000000085,0,0,0.35999999999999943,0,0,3.8599999999999994,5,0.89999999999999858,0,0.75,9.15,11,11.65,10.4,7,8.06,12.35,13.55,12.1,5,8.4499999999999993,9.9,4.6999999999999993,3.8000000000000007,2.4000000000000004,2.4499999999999993,0.39999999999999858,0.35999999999999943,11.1,11.95,8.5,3.6099999999999994,1.8599999999999994,10.85,12.1,9.15,7.6,12.95,12.55,12.95,12.5,11.05,10.45,5.75,8.56,8.35,9.75,15.6,16.5,14.6,16.7,13.61,12.1,14.7,9,15.55,16.899999999999999,9.6999999999999993,15.05,18.25,20.7,22.59,20.8,13.45,11.65,15,17.46,20.8,19.940000000000001,22.25,24,19.55,22.65,24.6,24.85,23.44,22.9,24.6,29.65,29.6,28.189999999999998,29.3,19.14,15.3,14.2,23.3,26.1,29.6,36.14,24.1,20.25,29.35,30.14,25.1,32.1,24.1,24.95,29.15,22.45,25.5,28.65,25.4,25.4,20.25,17.95,18.5,17.350000000000001,22.64,30.5,31.65,30.25,25.44,21.8,20.84,17.55,18.8,17.3,17.2,25.3,33.64,36.64,32.64,28.65,36.5,29.75,33.700000000000003,42.55,34.39,42.95,34.1,34.200000000000003,36.700000000000003,29.35,36.39,40.25,30.7,25.6,36.200000000000003,31.5,24.25,35.450000000000003,37.450000000000003,35.700000000000003,26.85,24.25,26.75,36.25,38.5,33.75,34.25,28.9,37.89,34,44,39.6,32.65,34.1,39.35,30.15,35.85,36.39,35.64,33.950000000000003,30,40.049999999999997,40.9,40,44.65,41.35,34.200000000000003,37.049999999999997,43.35,42.4,31.4,38,42.79,32,36.79,39.15,35.799999999999997,31.25,28.65,28.9,30.85,31.75,37.1,32.85,25.15,26.15,21.55,15,18.2,25.69,21.2,19.05,18.25,16.21,22.45,27.439999999999998,25.85,20.59,27.5,32.75,32.799999999999997,25.85,22.05,23.65,31.35,28.35,23.45,21.3,24.75,21.6,14.55,18.600000000000001,23.75,24.45,21.45,19.399999999999999,17.86,18.350000000000001,15.15,14.01,12,10.3,10.15,12.7,10.050000000000001,8.9,12.6,13.059999999999999,11.2,14.1,16.850000000000001,20,18,14.9,12.75,13.05,7.6,6.65,6.75,6.0500000000000007,4.3000000000000007,2.25,4.25,6.1,4,0.80000000000000071,0,5.9,11.059999999999999,10.059999999999999,10.55,10.15,8.5,7.5500000000000007,5.85,2.4000000000000004,0,10.4,9.85,8.4499999999999993,14.7,8.1,0,4.4000000000000004,0,0.55000000000000071,3.6500000000000004,0.10999999999999943,6.75,10.15,7.3000000000000007,5.25,4.1999999999999993,2.1500000000000004,5.75,6.25,6.0500000000000007,3.0500000000000007,0.80000000000000071,2,0.64999999999999858,2.5,0.85999999999999943,1.8599999999999994,0,1,2.25,2.6500000000000004,6.5,2.5500000000000007,1.3999999999999986,0.71000000000000085,1.9499999999999993,1.8000000000000007,0.89999999999999858,0,0,0.25,0,0,6.65,4.3499999999999996,3.5,0,0,0,4.25,2.5500000000000007,0,0,0,0,0,1.1499999999999986,3.25,0.39999999999999858,3.4000000000000004,0,0,0,0.69999999999999929,1.5,0,0,0,0,0,0,0,0,0,0,0,0.39999999999999858,2.6500000000000004,2.3000000000000007,2.6500000000000004,0.19999999999999929,0,0,0.69999999999999929,0,2.1500000000000004,0.85999999999999943,0,0,0,0,0,0,0,1.3999999999999986,0,0,2.4499999999999993,4.6999999999999993,6.5,5.5500000000000007,1.8599999999999994,1.1999999999999993,0,0,0,0,0,0,0,0,0,0,1.8599999999999994,3.8499999999999996,7.6999999999999993,11.9,6.15,3.4499999999999993,0,0,0,0,7.15,5.8000000000000007,2.75,2.6500000000000004,1.5,3.3000000000000007,6.25,4.3599999999999994,1.75,0,7.6,10.35,11.55,11.3,11.05,11.8,11.4,11.15,9.35,13.1,10.85,13.11,4.1500000000000004,3.6500000000000004,10.35,13.6,12.65,17.66,18.39,20.399999999999999,13.85,14.8,13,13,15.85,10.199999999999999,16.5,16.55,13,11.2,12.4,15.46,12.8,9.85,10.65,9.56,6.9,5.4,10.35,15.4,15.9,12.15,16.25,16.899999999999999,13.6,19.14,20.29,15.25,15.66,16.05,10.3,11.9,18.600000000000001,20.9,24.6,24.6,21.85,17.61,12.2,22.1,27.85,24.35,22.39,19.45,16.3,19.5,15.65,14.01,13.75,18.45,18.190000000000001,14.25,12.45,14.55,17.5,18.190000000000001,15.1,20.399999999999999,21.15,16.86,22.84,25.25,21.25,17,20.350000000000001,12.7,10.9,19.100000000000001,21.85,27.439999999999998,33.35,28.65,27.15,25.19,23.75,21.65,28.85,36.54,30.1,19.55,17.95,19.100000000000001,18.649999999999999,26.04,34.549999999999997,33.950000000000003,39.450000000000003,37.450000000000003,32.200000000000003,33.1,36,39.85,35.700000000000003,27.85,28.25,27.85,30.14,26.1,21.05,24.1,26.689999999999998,27.1,36.700000000000003,25.9,17.600000000000001,25.1,27.3,22.2,30.89,29,25.19,27.65,22.3,28.1,36.700000000000003,39.35,40.1,48.29,42.4,31.5,24.44,30.6,30.9,21.65,16.95,26.85,32.450000000000003,29.1,25.5,27.25,31,21.6,29.95,32.200000000000003,35.950000000000003,35.799999999999997,36.04,27.5,24.25,23,15.96,16.3,14.15,20.350000000000001,18.8,14.35,16.45,16.3,13.5,16.100000000000001,16.91,23.75,25.6,21.9,23.15,23.75,24.3,24.7,21.75,20.350000000000001,17.149999999999999,17.649999999999999,19.399999999999999,17.55,16.600000000000001,19.5,24.9,31.35,28.7,26.439999999999998,21.6,25.1,26.25,28.25,26.9,18.55,19.399999999999999,19,17,11.4,9.2100000000000009,6.75,15.2,12.309999999999999,9.4499999999999993,11.8,16.309999999999999,17.21,13.55,17.36,14.95,16.7,14.5,13.15,10.25,9.25,8.85,7,7.0500000000000007,6.15,4.1500000000000004,10.95,15.05,12.75,8.56,4.25,2.3599999999999994,4.5,14.1,16.399999999999999,13.45,11.2,8.85,3.6999999999999993,2.6500000000000004,3,5.4499999999999993,2.0500000000000007,0,2.4499999999999993,2.5,0,0,0,0,4.3000000000000007,2.6099999999999994,1.3999999999999986,3.4000000000000004,0.89999999999999858,2.9499999999999993,3.8499999999999996,6.8599999999999994,9.4499999999999993,7.8100000000000005,4.25,0,6.25,4.6999999999999993,4.0500000000000007,0.25,0,0,0,0,0,3.25,4.75,2.5500000000000007,0,0,0,0,3.1999999999999993,0.94999999999999929,0,5.5500000000000007,3.0999999999999996,0,0,0,0,0,0,0,0,0,0,0,0,5.75,3.6999999999999993,1.25,0.10999999999999943,1.6999999999999993,0,0,0,0,0,0,0,0,0,1.4600000000000009,0,0,0,0,0,0,0,0,0,0,0,0,0,0.5,2.6099999999999994,0,0,0,0,0,0,0,3,3.6999999999999993,0,0,0,0,0,0,0,0,1.25,2.9000000000000004,4.9000000000000004,2.3000000000000007,0.85999999999999943,0,0,0,0,0.69999999999999929,0.71000000000000085,4.1500000000000004,0.80000000000000071,2.5500000000000007,6.6999999999999993,4.9000000000000004,2.9499999999999993,0,0.30000000000000071,0,1.1099999999999994,1.3000000000000007,5.5500000000000007,9.25,9.15,8.65,6.35,5.65,3.4000000000000004,3,3.4499999999999993,2.6999999999999993,6.5,6.1999999999999993,4.6999999999999993,2.0500000000000007,0,2,10.25,15.2,14.1,7.9,6.0500000000000007,13.91,10.55,7.4499999999999993,5.25,10.75,6.0500000000000007,8.31,11.1,15,16.46,15.05,15.1,18.05,21,19.2,18.34,10.7,14.45,16.350000000000001,10.3,12.75,14.66,16.649999999999999,11.4,11.5,8.0500000000000007,11.9,16,9.81,18.100000000000001,17,11.309999999999999,11.85,11.95,14.1,14.3,8.35,14.1,24.4,24.1,23.09,24.25,20.95,19.05,20.55,20.7,17.649999999999999,12.8,13.7,16.149999999999999,18.350000000000001,21.05,23.25,20.7,22.45,20.25,25.9,28.85,31.05,28.85,25.15,28.75,33.35,39.5,33.4,29.5,38.6,33.1,20.75,19.14,19.05,18.39,20.04,28.1,21.05,24.3,27.3,21.9,30.65,30.25]
["Grimsby Power Inc. (Grimsby)","St. Catherines",26.3,30.2,33.85,20.65,17.95,27,35.04,27.55,26.05,17.05,11.75,16.45,11.7,17.010000000000002,19.2,20.399999999999999,16.7,25,22.4,24.15,32.1,33.049999999999997,30.6,30.1,24.9,28.25,29.9,34.299999999999997,30.7,24.15,17.350000000000001,17.05,19.899999999999999,23.25,25.05,23.45,28.3,30.2,30.5,27.3,27.189999999999998,29.7,30.55,27.15,20.95,23.8,28,30.95,21.75,14.5,16.86,13.45,15.2,19.190000000000001,24.25,25.55,30.05,28.9,31.2,21.45,28.9,32.4,31.05,27.15,26.55,22,18.45,23.8,13.66,11.25,22.39,29.05,12.5,17.96,27.4,24.9,19.3,13.7,15.46,17.899999999999999,16.3,23.95,23.35,20.75,24.55,17.61,10.25,16.399999999999999,14.95,14.95,7.3599999999999994,14.16,17.5,11.4,15.85,13.95,13.2,11.1,12.8,5.75,8.5,9.35,3.1500000000000004,3.1500000000000004,19,18.25,11.55,8.31,12.25,10.1,1.25,6.9499999999999993,12.35,11.35,9.5,11.25,10.15,11.1,6.4,8.1999999999999993,7.3000000000000007,8.1999999999999993,6.9499999999999993,8.65,8.6999999999999993,7.4499999999999993,7.75,5.1999999999999993,0,1.6499999999999986,2.8000000000000007,5.0000000000000711E-2,0,1.6499999999999986,2.1999999999999993,8.31,9.85,7.0500000000000007,2.75,2.3000000000000007,2.6500000000000004,2.9499999999999993,4.8599999999999994,1.1999999999999993,0,0,0,2.0999999999999996,3.8000000000000007,0.55000000000000071,0.69999999999999929,0,0,0,0,2.8599999999999994,0,0,1.8599999999999994,0,0,0,0,0,2.5500000000000007,2.5500000000000007,0,0,0,0,0.44999999999999929,0,0,0,0,0,0,0,0,0,0,0,0,0,0,0,0,0,0,0,0.14999999999999858,0,0,0,0,0,0.39999999999999858,0.14999999999999858,0,0,0,0,0,0,0,0,0,0,0.14999999999999858,0,0,0,0,0,0,0,0,0,0,0,0,0,0,0,0,1.6099999999999994,0,0,0,1.8599999999999994,0.30000000000000071,0,0,0,0,0,0,0,0,0,0.10999999999999943,0,0,0,0,0,0,0,0,2.4000000000000004,0.30000000000000071,0,0,1.6099999999999994,5.9499999999999993,5.8000000000000007,8.1999999999999993,4.5,2.5,4.1999999999999993,7.9,6.3599999999999994,0,0,5.35,3.0999999999999996,2.4499999999999993,3.0500000000000007,1.8999999999999986,1.3599999999999994,1.5,0,1.3999999999999986,1.3599999999999994,1.3599999999999994,0,8.4,8.86,2.9499999999999993,3.1999999999999993,5.6,8.35,8.9,9.9499999999999993,10.15,0.80000000000000071,0,2.6099999999999994,1.8000000000000007,2.9499999999999993,8.56,11.45,7.4499999999999993,8.6,9.9,6.9,11.05,4.0999999999999996,11.15,10.3,1.6099999999999994,6.9,11.15,11,13.75,14.35,10.15,4.25,10.4,11.05,15.2,14.75,12.4,8.1999999999999993,6.3000000000000007,11.559999999999999,18.600000000000001,18.39,18.350000000000001,18.89,19.850000000000001,24.5,22.8,22.7,23.35,16.91,8.1,5.75,14.6,17.11,17.55,22.75,16,7.4,17.3,20.100000000000001,15.96,19.55,17.7,15.3,20.440000000000001,17.95,13.3,18.7,20.8,17.61,16.8,15.25,15.35,13.95,15.25,18.84,19.899999999999999,20.75,19.350000000000001,17.3,14.8,8.81,13.16,12.8,10.65,15.35,19.600000000000001,22.2,25.1,21.6,21.95,20.399999999999999,15.81,26,27.05,30.7,28.85,27.189999999999998,28.3,20.8,23.3,31.65,31.45,25.25,25.8,23.75,13.95,20.04,26.5,25.8,20.54,20.7,20.149999999999999,22.85,25.65,25.85,27.65,21.55,23.9,26.689999999999998,24.15,30.15,27.689999999999998,20.399999999999999,27.85,25.9,20.25,25.1,27,26.5,25.7,26.1,32.65,29.15,36.75,36.85,33.75,27.65,32.85,37,28.14,26.75,34.299999999999997,31.8,27,28.55,31.6,30.55,26.8,25.15,23.35,20.65,29.75,29.9,21.1,18,17.149999999999999,15.71,13.45,18.149999999999999,17.149999999999999,14.4,16.010000000000002,13.4,16.55,18.95,20.45,14.65,16.5,22.39,24.19,21.45,17.11,14.66,20.25,22.4,19.489999999999998,14.85,17.16,16.55,8.06,9.8000000000000007,15.75,18.05,13.86,13.6,15.35,10.15,7.3000000000000007,11.2,8.06,2.5500000000000007,8.1999999999999993,9.56,9.15,3.1099999999999994,5.5,9.75,4.5,9.1999999999999993,13.6,16.649999999999999,14.7,14.5,11.35,10.65,6.8000000000000007,6.6,6.5,6.1999999999999993,4.6500000000000004,1.5,0,8.25,5,1.5500000000000007,0,0,0,3.75,2.75,9,8.15,3.6999999999999993,0.89999999999999858,0,0,4.3599999999999994,8.15,5.25,8.75,8.4,0.25,0,0,0,0,0,0,7.8100000000000005,7.6999999999999993,4.8000000000000007,4.9499999999999993,2.5500000000000007,0,4.3000000000000007,2.1999999999999993,0,0,0,0,1.8000000000000007,1.1099999999999994,0,0,0,0,0,1.3000000000000007,2.1500000000000004,0,0,0,0,0,0,3.1500000000000004,4.6099999999999994,0,0,0,1.5,2.8000000000000007,0,0,0,0,1.5,0.96000000000000085,0,0,0,0,0,0.94999999999999929,1.5,0,0,0,0,0,0,0,0,0,0,0,0,0,0,0,0,0,0,0,0,0.46000000000000085,0,0,0,0,0,0,0,0,0,0,0,0,0,0,0,0.25,0,0,0,0.39999999999999858,0.89999999999999858,1.1999999999999993,0,0,0,0,0,0,0,0,0,0,0,0,0,0.39999999999999858,4,4.9499999999999993,2,0,0,0,0,0,4.0999999999999996,4.3499999999999996,2.8599999999999994,1.0500000000000007,0.44999999999999929,1.1099999999999994,2.0999999999999996,0,0,0.10999999999999943,3.6999999999999993,7.3599999999999994,7.6999999999999993,8.81,6.1999999999999993,7.35,3.75,3.0999999999999996,6.4,4.4000000000000004,7.5500000000000007,3.25,0,2.3000000000000007,7.75,6.9,8.65,12.55,14.16,11.2,2.8000000000000007,3.4000000000000004,3.9000000000000004,12.35,6.75,7.25,11.309999999999999,11.4,5.8000000000000007,6.3000000000000007,12.7,12.5,6.15,8.1999999999999993,3.5,9.31,2.5,2.5999999999999996,10.35,12.1,12.65,13.36,9.81,7.8599999999999994,10.75,14.2,7.4499999999999993,10.199999999999999,11,3.1500000000000004,6.4499999999999993,14.1,13.55,17.600000000000001,19.7,15.8,14.5,6.65,8.6999999999999993,17.95,17.16,16.059999999999999,11.15,14.15,15.05,13.55,14.3,14.3,15.3,13.75,9,10.4,8.6,13.4,10.309999999999999,4.5500000000000007,11.15,12.3,11.1,16.75,20.100000000000001,16.75,9.15,7.9499999999999993,6.8599999999999994,6.6999999999999993,14.2,16.21,14.55,19.8,15.25,15.66,17.100000000000001,18.989999999999998,18,20.350000000000001,27.5,25.8,20.25,18.5,19.09,10.9,16.2,25.55,22.8,25.9,22.7,16.3,16.95,24,26.9,25.1,22.8,23.44,25.9,26.189999999999998,23.5,15.56,13.75,17.5,17.100000000000001,20.95,18.3,8.6999999999999993,13.45,18,9.85,16.5,18.149999999999999,16.899999999999999,15.16,13.45,16.86,23.09,28.6,24.85,32.89,34.049999999999997,26.9,19.09,21.65,27.05,19.14,10.45,14.85,20.399999999999999,20.7,17.149999999999999,18.64,22.65,18.55,7.6999999999999993,14.9,22.55,23.9,23.55,22.5,19.95,19.850000000000001,10.15,6.15,2.9499999999999993,8.75,13.86,11.7,12.35,8.65,10.45,7.0500000000000007,9.1,15.35,19.75,19.850000000000001,18.600000000000001,14.95,15.4,15.75,15.9,17.25,13.5,9.5,15,11.5,4.1500000000000004,9,15.9,21.25,21.3,20.59,15.6,12.6,17.2,19.5,20.5,11.75,14.1,17.149999999999999,14.95,10.199999999999999,8.75,7.65,3.5,7.5500000000000007,11.45,8.25,4.6999999999999993,10.15,12.3,11.1,15.45,12.55,13.309999999999999,11.15,10.050000000000001,9.81,10.4,9.9499999999999993,7.9499999999999993,7.0500000000000007,5.6999999999999993,3.8000000000000007,8.5,9.35,8.5,7.15,3.8000000000000007,1,7.8100000000000005,12,8.81,6.75,7.75,4.9000000000000004,3.9000000000000004,1.6499999999999986,1.6499999999999986,0.5,0,0,0,0,0,0,0,0,2.3599999999999994,0,0,0,0,0,1.1999999999999993,5.5,2.9499999999999993,2.9499999999999993,0,0.35999999999999943,1.8999999999999986,2.8599999999999994,1.1099999999999994,0,0,0,0,0,0,0,0.69999999999999929,0,0,0,0,0,0,0,0,0,0,0,0,0,0,0,0,0,0,0,0,0,0,0,0,0,0,0,0,0,0,0,0,0,0,0,0,0,0,0,0,0,0,0,0,0,0,0,0,0,0,0,0,0,0,0,0,0,0,0,0,0,0,0,0,0,0,0,0,0,0,0.14999999999999858,0.75,1.3599999999999994,0,0,0,0,0,0,0,5.0000000000000711E-2,0,0.75,3.0999999999999996,2.4000000000000004,0,0,0,0,0,0,0,5.25,5.1999999999999993,3,1.6999999999999993,0,2.5500000000000007,2.4000000000000004,2.9499999999999993,2.1099999999999994,2.5,3,0,0,0,2.1500000000000004,6.85,10,8.31,1.75,4.5,8.9499999999999993,5.0999999999999996,0,0,0,2.3000000000000007,5.1999999999999993,7.9499999999999993,10.6,8.4,8.25,11.05,13.6,14.55,11.85,4.1999999999999993,8.5,13.95,6.6999999999999993,1.8999999999999986,6.75,9.5,7.8599999999999994,10.3,8.4,6.35,10.35,10,10.85,13.91,8.6999999999999993,9.4,10.1,10.3,10.9,4.9000000000000004,9.75,16.600000000000001,17.46,17.95,17.600000000000001,15.25,12.15,13.45,13.35,12,7.0500000000000007,5.15,11.25,13.35,14.25,15.05,15,16.71,15.05,18.54,19.8,21.45,20.7,17.3,19.600000000000001,24.65,27.439999999999998,25.85,20.7,22.09,26.6,20.9,18.649999999999999,16.600000000000001,16.2,15.46,18.350000000000001,13.16,14.95,19.350000000000001,16.7,18.899999999999999,16.7]
["Guelph Hydro (Guelph and Rockwood)","Guelph",31.05,36.14,35.049999999999997,24.7,20.54,28.89,40.5,32.85,33.65,21.2,15.1,17.809999999999999,14.95,17.850000000000001,22.25,23.7,21.65,25.44,25.45,29.8,38.85,38.700000000000003,35.64,32.799999999999997,30.6,30.7,30.85,36.14,34.64,27.25,22.94,20.65,25.3,32.35,32.9,31.1,34.85,33.299999999999997,34.75,33.200000000000003,32.1,37.89,36.9,30.55,24,28.85,32.549999999999997,34.700000000000003,23.65,21.5,23.44,17.66,19.05,23.65,27.439999999999998,29.64,32.9,34.049999999999997,38.14,27.189999999999998,34.04,37.200000000000003,35.450000000000003,32.75,31.45,24.45,23.75,27.3,15.4,13.45,25.6,30.95,17.75,21.65,32.25,30.95,21.75,16.71,19.8,20.149999999999999,23,28.25,28.55,26,29.4,23.7,14.2,17.899999999999999,16.7,15.45,15.15,18.100000000000001,18.95,15.1,19.850000000000001,16.399999999999999,14.66,14.1,15.3,8.31,11.65,11.15,5.8000000000000007,7.35,21.15,22,15.2,13.61,14.6,10.35,6,10.35,14.5,14.55,13.66,14.35,13.3,12.65,11.85,11.9,8.11,10,10.45,11.65,11.1,9.65,9.4600000000000009,5.4499999999999993,0.55000000000000071,6.4499999999999993,5.75,2.1999999999999993,0,3.75,4.75,12.65,12.559999999999999,9.81,6.9499999999999993,6.0500000000000007,1.5,6.65,7.0500000000000007,3.6500000000000004,3.0999999999999996,0,0,3.25,5,2.4000000000000004,3.9499999999999993,1.8500000000000014,0,0.39999999999999858,3.8499999999999996,5,3.8499999999999996,2.9000000000000004,4.1999999999999993,1.4600000000000009,0.30000000000000071,0,0,2.75,5.25,4,0,0,0,2.0999999999999996,3,0.80000000000000071,1.4499999999999993,0.10999999999999943,0,0,0,0,0,0,0,0,0,2.9000000000000004,3.8000000000000007,1.9499999999999993,0,0,0,2.9499999999999993,3.6999999999999993,1.1999999999999993,0,0,1.1099999999999994,0.30000000000000071,4.3599999999999994,4.4499999999999993,2.6999999999999993,2.1500000000000004,0,0,0,0.55000000000000071,2,2.5,0,0,3.0500000000000007,3.0500000000000007,2.5,2.25,0,0,0,0,0,1,1.8000000000000007,2.0999999999999996,0.69999999999999929,0.80000000000000071,0,0,2.9499999999999993,5.15,3.75,4.4000000000000004,2.6099999999999994,3.1500000000000004,2.9499999999999993,0,0,0,0,0,0,0,1.8599999999999994,4.1099999999999994,3,0,0,0,0.55000000000000071,0,0,0,3.75,4.25,3.6999999999999993,0.44999999999999929,0,2.5,8.15,9.25,10.199999999999999,7.65,7.25,7.4499999999999993,9.6999999999999993,9.85,3.6999999999999993,3.1500000000000004,10.1,6.5500000000000007,4.5500000000000007,4.0999999999999996,3.1500000000000004,1.9499999999999993,0.75,1.9499999999999993,3.3499999999999996,3.9000000000000004,0.80000000000000071,0.89999999999999858,10.7,11.45,6.25,6.15,10.050000000000001,11.25,12.85,12.95,13.36,7,0,4.25,3.5500000000000007,5.5500000000000007,11.25,12.7,11.35,11.15,10.75,10.25,12.35,6.85,13.6,13,4.1500000000000004,11.45,13.25,14.85,18.55,16.55,11.45,9.1,14.7,13.5,18.7,16.55,15.55,13.05,9.31,15.85,21.2,21.8,21.3,20.350000000000001,22.55,26.939999999999998,25.2,24.94,27.6,19.690000000000001,11.75,10.3,17.55,18.899999999999999,21.05,24.2,17.5,11.25,22.59,24.5,19.8,22.8,20.149999999999999,18.690000000000001,22.75,19.399999999999999,17.100000000000001,20.9,20.65,18.25,17.46,15.96,15.46,15.55,16.850000000000001,21.6,22.25,22.75,22.25,20.45,16.55,11.5,15.85,16.309999999999999,13.75,17.350000000000001,21.6,24.9,27.05,24.45,24.2,22.85,20.95,29.5,30.6,33.950000000000003,31.6,29.8,32.299999999999997,24.55,27.65,35.950000000000003,33.35,27.55,26.439999999999998,24.19,16.100000000000001,24.65,29,29.55,23.9,21.5,21,26.9,29.85,29.7,28,22.75,29.75,27.89,27.55,34.79,30.64,25.55,31.95,28.1,22.59,28.89,30.25,26.25,25,31.1,37.75,33.35,41.55,40.549999999999997,33.700000000000003,31.89,39.200000000000003,39.299999999999997,32.200000000000003,32,38.65,33.85,33.85,35,38.1,34.6,29.25,30.45,28.85,25.5,35.64,34.65,22.5,20.149999999999999,17.16,18.79,16.600000000000001,20,18.25,16.059999999999999,17.8,14.45,18.850000000000001,22.5,22.3,15.3,20.14,25.44,25.6,22.3,18.05,16.7,23.65,25.3,21.8,18.25,18.100000000000001,17.7,11.3,18,18,18,18,18,18,18,18,18,18,18,18,18,18,5.5,8.5,11.8,7.15,12.2,16,19.29,18.29,15.7,13.5,11.85,9.86,7.9,8.15,6.9,6.65,3.6500000000000004,2.75,7.75,5.15,1.75,0,0,0,0,6.35,9.5,10,6.1999999999999993,0.94999999999999929,0,0,7.4,9.9600000000000009,6.4,12.309999999999999,9.3000000000000007,3.25,0,0,0,0,0,0,10.050000000000001,7.75,6.15,6.5500000000000007,3.9499999999999993,0,6.65,5.0500000000000007,0,2.4000000000000004,0,1.0500000000000007,3.3599999999999994,1.75,0.10999999999999943,0,1.5,3.3499999999999996,0.71000000000000085,2.9499999999999993,3.25,0,0,0.14999999999999858,1.75,0,0.75,3.5,4.3000000000000007,1.1099999999999994,3.6500000000000004,1.1999999999999993,4.4499999999999993,4.9499999999999993,2.5500000000000007,0,0,0,2.25,0.94999999999999929,0.75,0,0,0,0,2.9000000000000004,2.9499999999999993,0,0,0,0,0,1.9499999999999993,1.8599999999999994,1,0,0,0,0,0,0,0,0,0,0,0,2.8000000000000007,2.75,1.1499999999999986,2.0999999999999996,1.25,2.8000000000000007,0,3,2.1999999999999993,0,0,0,0,0,0,0,3.25,2,0.5,0.19999999999999929,3.5,2.4000000000000004,5.65,3.8000000000000007,0.64999999999999858,0,0,0,0,0,0,0,0,0,0,0.85999999999999943,2.9499999999999993,3.0999999999999996,5,8.15,5.4499999999999993,0.94999999999999929,0,0,0.5,2,6.3000000000000007,5.9,4.8000000000000007,3.1099999999999994,2.0500000000000007,1.8000000000000007,4.1099999999999994,3.6500000000000004,0.55000000000000071,0.55000000000000071,7.15,9.4499999999999993,10.25,11.1,7.6,5.4,6.9,6.85,9.15,9.3000000000000007,9.9499999999999993,2.9499999999999993,1.0500000000000007,5.4499999999999993,12,8.4,12.35,16.899999999999999,17.21,13.45,4.9499999999999993,5.5500000000000007,9.25,15.05,7.25,13.1,13.5,12.95,6.75,8.36,16.100000000000001,15.36,10.45,10.8,6.65,6.1999999999999993,3.6999999999999993,6.25,12.2,15.35,14.8,14.3,11.65,9.75,14.2,15.65,11.3,11.55,13.5,7.15,9.31,15.6,17.05,23.35,24.3,18.59,17.21,8.1999999999999993,10.55,17.559999999999999,20.34,17.86,14.6,16.649999999999999,16.55,16.100000000000001,15.3,16.100000000000001,15.3,15.5,11.5,12.95,12.5,15.65,12.85,8.25,14.2,15.65,14.95,19.850000000000001,21.95,18.850000000000001,12,12.1,10.45,8.9,15.75,18.89,17.350000000000001,22.05,16.649999999999999,18.09,19.2,21.45,21.05,23.7,33.5,30.35,22.64,21.4,19.850000000000001,14.2,19.7,28.3,26,28.35,25.15,18.09,19.350000000000001,23.3,29.64,29.2,27.939999999999998,25.35,29.15,27.3,24.5,17.95,15.95,20.7,19.75,24.55,20.25,15.9,16.5,20.04,10.7,18.149999999999999,19.649999999999999,18.5,17.46,16.5,19.600000000000001,27,32.299999999999997,29.25,38.299999999999997,37.35,26.8,20.45,26.1,31.45,17.36,13.65,16.86,20.54,20.95,19.100000000000001,22,25.8,20.399999999999999,11.85,17.61,27.5,27.05,25.15,22.65,24.55,24.35,12.5,9.56,4.4499999999999993,10.35,15.26,11.85,14.45,11.95,11.95,9.81,11.85,17.75,21.15,20,19.850000000000001,17.95,16.899999999999999,19.5,20.85,19.25,12.6,13.3,16.96,12.95,5.5500000000000007,13.059999999999999,19.54,23.75,24.55,26.79,17,16.21,19.600000000000001,23.2,23.1,14.01,18.850000000000001,17.46,15.81,10.4,7.9600000000000009,6.1999999999999993,4.75,10.059999999999999,10.8,8.35,7.85,11.85,12,12.25,16.7,13.85,15.41,12.7,12.5,10.75,11,10.5,10.1,8.1,5.15,8,11.35,11.75,10.45,7.85,2.5999999999999996,3.1999999999999993,11.6,15.35,9.86,8.31,8.65,7.75,5.8000000000000007,3.3000000000000007,3.6999999999999993,3,2.3499999999999996,0,0,0,0,0,0,1.4499999999999993,3.8000000000000007,0,0.64999999999999858,0.44999999999999929,0,5.0000000000000711E-2,5.25,8.75,6.8599999999999994,5.4499999999999993,0,3.3499999999999996,5.4499999999999993,4.1500000000000004,3,0.60999999999999943,0,0,0,0,1.6499999999999986,1.6499999999999986,2.6999999999999993,1.6099999999999994,0,0,0,1.6499999999999986,1.8500000000000014,2,2.25,1.5500000000000007,0.89999999999999858,0.35999999999999943,0,0,0,0,0,0,0,0,0,0,0,1.1499999999999986,1.5500000000000007,0,1.3000000000000007,0.69999999999999929,0,0,0,0,0,0,0,0,0,0,0,0,0,0,0,0,0,0,0,0,0,0,0,0,0,0,0,0,0,0,0,0,2.6999999999999993,0.69999999999999929,0,0,0,0,0,0,0,0,2.3000000000000007,2.9499999999999993,2.5500000000000007,3,0.30000000000000071,0,0,0,0,0,4.4000000000000004,4.1999999999999993,1.3599999999999994,4.0500000000000007,5.25,3.5,0,0,0,1.1600000000000001,1.4499999999999993,0,5.15,7.4,7.9,5.15,4.6999999999999993,3.6500000000000004,4.0500000000000007,3.1999999999999993,5.25,3.1999999999999993,5,3.4499999999999993,1.8599999999999994,0.64999999999999858,1.8000000000000007,7.1,12.65,12.91,10.65,4.6099999999999994,10.85,11.9,7.9499999999999993,0.35999999999999943,0,1.8000000000000007,5.5500000000000007,6.65,11.5,13.35,9.56,11.559999999999999,16.149999999999999,19.54,16.3,15.1,5.6,14.65,15.85,7.4499999999999993,3.5999999999999996,10.65,13.55,9.9,11.1,10.75,11,14.75,12.059999999999999,14.26,17.309999999999999,12.2,12.1,13.3,13.1,14.11,8,11.9,19.690000000000001,20.100000000000001,21.5,22.4,16.350000000000001,14.16,15.45,16.260000000000002,15.5,10.809999999999999,10.1,14.45,15.85,16.100000000000001,17.5,17.75,19.2,17.91,21.3,25.05,23.15,22.45,19.45,23.69,28.05,29.9,28.39,22.94,27,29.3,24.25,23.4,18.2,19.95,16.86,18.8,14.9,17.649999999999999,20.85,18.75,21.3,19.25]
["Halton Hills Hydro (Halton  Hills)","Halton Hills",30.65,35.6,34.5,22.8,19.350000000000001,26.8,38.75,31.3,29.1,20.7,13.8,16.649999999999999,14,16.2,20.6,21.15,18.75,23.6,23.75,28,37.04,36.25,34.75,32.15,28.2,29.5,29.1,34.39,32.299999999999997,25.6,20.04,19.55,22.1,27.15,28.189999999999998,28.55,30.4,31.25,32.1,30.2,28.1,31.6,32.25,26.8,21.8,26.939999999999998,29.7,28.25,20.95,18.39,18.39,16.2,18.09,21.75,26.3,27.4,30.9,31.3,31.95,24.95,31.75,33.85,31.3,28.3,26,23.65,20.95,23.25,14.65,12.15,24.35,30.05,16.649999999999999,19.940000000000001,29.45,28,21.3,15.4,17.95,18.190000000000001,20,25.55,25.44,22.69,26.25,21.14,12.25,16.399999999999999,15.56,12.85,13.55,15.1,17.25,13.95,17.25,14.45,13.36,11.3,12.5,6.65,9.7100000000000009,8.81,4.0500000000000007,6.4,19.95,19.45,14.25,11.9,12.55,10.55,5.4499999999999993,8.65,12.85,12,11.25,11.15,10.809999999999999,10.25,10.7,11.65,7.3000000000000007,8.36,8.06,8.65,9.2100000000000009,7.6999999999999993,9.31,3.6999999999999993,2.5,4.1099999999999994,2.9499999999999993,0.89999999999999858,1.5,3.25,3,9.4,10.050000000000001,8.4499999999999993,3.3499999999999996,3.9499999999999993,2.3499999999999996,2.4499999999999993,4.3499999999999996,0.55000000000000071,0,0,0,3.5500000000000007,2.4000000000000004,0,1.5,1.1499999999999986,0,0,0.71000000000000085,3.5,0.75,0,1.3599999999999994,0,0,0,0,0.14999999999999858,2.75,2.5999999999999996,0,0,0,0,1.4499999999999993,0,0,0,0,0,0,0,0,0,0,0,0,0.25,0,0,0,0,0,0,1.3000000000000007,0,0,0,0,0,0.75,0.35999999999999943,0,0,0,0,0,0,0,0,0,0,0.75,0.85999999999999943,0,0,0,0,0,0,0,0,0,0,0,0,0,0,0.25,3.0500000000000007,0.39999999999999858,1.5500000000000007,0,1.8000000000000007,0.5,0,0,0,0,0,0,0,0,0.60999999999999943,0.80000000000000071,0,0,0,0,0,0,0,0.44999999999999929,1.0500000000000007,0.69999999999999929,0,0,0.96000000000000085,6.4499999999999993,7.25,7.3000000000000007,4.1999999999999993,3.8000000000000007,3.8000000000000007,8.15,8.75,0.85999999999999943,1.1099999999999994,6.65,3.25,1.6999999999999993,2,0.89999999999999858,0,0,0,0.89999999999999858,2.8000000000000007,1.0500000000000007,0,8.65,9.56,4.6999999999999993,3.8499999999999996,8.15,9.15,9.35,9.4499999999999993,10.75,7.9,0,2.1500000000000004,2.0500000000000007,3.6999999999999993,9.9600000000000009,11.95,9.1999999999999993,9.5,9.75,7.1,8.5500000000000007,6,10,11.559999999999999,3.1099999999999994,9.4,11.85,14.05,17,15.41,10.5,6.9,10.7,11.2,16.95,15.55,13.91,11.7,9.4,14.2,19.350000000000001,19.04,19.399999999999999,19.2,20.84,25,23.55,23,23.2,17.2,11.35,7,16.350000000000001,17.350000000000001,19.100000000000001,22.8,15.91,9.1,19.850000000000001,22.4,17.649999999999999,20.59,18.39,16.5,21.84,17.41,15.65,19.850000000000001,22.09,18.350000000000001,16.8,15.55,15.16,15.05,15.95,20.25,20.8,21,18.64,17.25,14.85,10.1,13.85,13.95,11.65,16.46,20.59,23.25,25.75,23,21.55,20.149999999999999,18.8,28.1,28.95,31.85,31.14,28.15,30.9,23.5,26.85,34.35,28.3,26.3,26.75,23.7,15.05,22.5,27.65,26.35,22.25,20.399999999999999,20.8,25.8,28.7,27.35,25.25,21.55,27.3,28.35,26.5,31.95,28.8,23.6,30.3,26.939999999999998,23.4,28.7,29.85,25.65,23.75,28.85,34.35,31.75,40.299999999999997,36.89,30.55,29.6,36.35,36.6,29.25,28,36.39,32.5,30.2,31.95,33.4,29.75,25.75,25.15,24.19,23.25,31.2,30.1,21.75,19.600000000000001,17.010000000000002,16.21,14.35,17.45,16.010000000000002,14.5,15,12.05,17.55,19.600000000000001,21,14.7,17.75,24.05,24.95,22.35,17.059999999999999,15.56,21.8,24.1,19.7,15.4,16.45,16.46,8.06,9.81,16.399999999999999,18.440000000000001,13.41,13.61,15.35,13,7.6999999999999993,11.05,8.1,2.9000000000000004,7.5500000000000007,8.15,9.4499999999999993,2.9000000000000004,5.8000000000000007,9.9,7.1,10.809999999999999,14.05,17.05,15.4,13.61,10.9,9.81,6.25,5.5,5.75,3.5500000000000007,2.8499999999999996,0.85999999999999943,0.64999999999999858,6.4499999999999993,3.5,1.3000000000000007,0,0,0,1.75,5.9,8.6999999999999993,7.6099999999999994,6.0500000000000007,0,0,0,5.85,8.06,4.1099999999999994,7.85,6.0500000000000007,0,0,0,0,0,0,0,8.81,6.25,4.6500000000000004,3.9000000000000004,1.3999999999999986,0,4.1999999999999993,3.1999999999999993,0,0,0,0,1.6099999999999994,0,0.35999999999999943,0,0,0.14999999999999858,0,0.80000000000000071,0.75,0,0,0,0,0,0,2.4000000000000004,3.8499999999999996,0,0.60999999999999943,0,0.5,1.3000000000000007,0,0,0,0,0.89999999999999858,0,0,0,0,0,0,0.94999999999999929,0.44999999999999929,0,0,0,0,0,0,0,0,0,0,0,0,0,0,0,0,0,0,0,0,0,0,0,0,0,0,0,0,0,0,0,0,0,0,0,0,5.0000000000000711E-2,0,0,0.46000000000000085,0.89999999999999858,2,1.1099999999999994,0,0,0,0,0,0,0,0,0,0,0,0,0,0,3.9499999999999993,5.6999999999999993,1.4600000000000009,0,0,0,0,0,3.9000000000000004,2.8000000000000007,2.0999999999999996,0,0,0.94999999999999929,2.9499999999999993,1.8999999999999986,0,0,5.65,8.35,9.36,9.06,6.1999999999999993,5.65,4.5999999999999996,2.6999999999999993,6.75,6.6999999999999993,8.1,1.1099999999999994,0.10999999999999943,3.4499999999999993,8.9499999999999993,6.5500000000000007,10.6,16.05,16.25,11,3.25,6.9499999999999993,7.4499999999999993,13.059999999999999,6.5,9.6999999999999993,11.95,11.35,6.1999999999999993,7.85,12.6,12.35,7.9499999999999993,8.9,3.0500000000000007,6.1,2.8000000000000007,4.8499999999999996,10.95,12.5,12.55,13.16,8.15,8.35,12.45,14.6,9.6,10.9,12.55,6.65,8.1999999999999993,14.16,14.45,19.04,20.25,15.5,15.45,7.9,10.25,19.05,18.7,16.649999999999999,13.55,13.95,13.95,13.55,15.2,17.010000000000002,16.100000000000001,13.8,10.559999999999999,9.9499999999999993,9.4499999999999993,13.25,11.6,8.65,12.9,14.55,12.1,18.190000000000001,20.399999999999999,17.21,11.6,8.85,9.15,7.75,12.85,16.8,17.100000000000001,21.25,15.85,15.71,17.600000000000001,20.25,20,23,31.3,26.9,20.2,18.440000000000001,18.75,12.309999999999999,17.86,26.189999999999998,23.8,26.75,23.3,17.399999999999999,18.45,23.25,27.8,27.189999999999998,24,24.9,25.3,25.44,23.9,16.649999999999999,14.5,19.100000000000001,18.09,23.5,19.25,12.35,13.9,18,9.15,16.899999999999999,18.2,16.91,16.21,16.3,18.850000000000001,24.65,31.14,28,39.15,35.35,24.2,19.05,24.15,27.689999999999998,15.8,10.45,16.149999999999999,20.3,18.95,17.55,20.55,24.94,18.79,10.15,16.71,27.15,25.75,24.8,21,20.95,20.740000000000002,11.85,10.7,5.5,9.9,12.7,10.15,11.85,11.75,10.4,8.65,11.15,16.75,19.75,19.649999999999999,17.899999999999999,16.899999999999999,16.21,18.95,18.350000000000001,16.96,12.95,12.45,14.9,13.8,5.6999999999999993,10.309999999999999,17.510000000000002,22.2,22.65,22.05,16.100000000000001,14.91,17.96,21.75,21.4,12.4,15.3,16.510000000000002,14.55,10.8,7.0500000000000007,5.5500000000000007,1.6999999999999993,7.0500000000000007,9.1999999999999993,8.1,5.9499999999999993,10.65,11.85,11.9,14.05,12.3,13.41,10.25,9.81,9.4,8.56,9.11,7.15,6.1999999999999993,3.3499999999999996,6.15,8.31,9.31,8.35,6.85,4.3000000000000007,1.5,9.9,13.16,8.6999999999999993,7.6999999999999993,7.8100000000000005,3.5500000000000007,2.8499999999999996,0.46000000000000085,0.44999999999999929,0,0,0,0,0,0,0,0,0,1.8000000000000007,0,0,0,0,0,2.6999999999999993,7.15,3.75,2.3000000000000007,0,1.1099999999999994,2.4000000000000004,3.0500000000000007,0.10999999999999943,0,0,0,0,0,0,0,0,0,0,0,0,0,0,0,0,0,0,0,0,0,0,0,0,0,0,0,0,0,0,0,0,0,0,0,0,0,0,0,0,0,0,0,0,0,0,0,0,0,0,0,0,0,0,0,0,0,0,0,0,0,0,0,0,0,0,0,0,0,0,0,0,0,0,0,0,0,0,0,0,0,0,0,0,0,0,0,0,0,0,0.80000000000000071,2.6099999999999994,0.69999999999999929,0,0,0,0,0,0,1.6499999999999986,4.1999999999999993,5.15,3.1999999999999993,2.5500000000000007,0.60999999999999943,2.8000000000000007,1.8599999999999994,3.5999999999999996,1.75,2,0.71000000000000085,0.89999999999999858,0,0.55000000000000071,5.0999999999999996,9.4,10.15,8.06,1.7100000000000009,5.9499999999999993,8.56,4.8599999999999994,0,0,0,2.3499999999999996,4.75,9.9499999999999993,11.9,8.9499999999999993,10.45,12.25,15.45,15,12.6,2.9000000000000004,11.65,13.5,6.1999999999999993,2.9499999999999993,7.8100000000000005,10.199999999999999,6.4499999999999993,9.06,9.81,7.0500000000000007,12.2,9.35,11.85,14.55,11.35,9.4499999999999993,10.8,10.45,11.309999999999999,7.1999999999999993,10.7,18.149999999999999,18.440000000000001,19.09,19.04,15.5,12.6,13.66,13.66,12.6,7.6999999999999993,9.1,12.1,14.2,14.95,16.46,14.95,15.85,16.91,20.2,22.05,22.25,21.65,18.149999999999999,21.95,25.85,28.4,26.5,21.3,25.45,28.25,22.89,22.34,16.71,18,15.9,18.14,14.95,16.2,19.55,17.86,19.850000000000001,17.899999999999999]
["Hearst Power Distribution Company Limited (Hearst)","Hearst",51.2,49.35,42.15,31.5,43.2,47.9,43.7,41.4,35.64,21.15,21.45,21.84,24.65,34.700000000000003,41.15,30.05,41.54,39.65,37,46.6,46.54,44.85,44.45,34.64,43.2,47.35,45,40.75,36.35,31.1,38.299999999999997,32.6,37.39,31.1,38.200000000000003,39.5,35.6,35.79,39.950000000000003,41.05,42.75,40.15,32.299999999999997,38.700000000000003,38,39.4,40.35,34.35,24.75,23.85,25,21.15,28.3,34.049999999999997,34.89,41.3,42.35,48.7,47.25,40.450000000000003,41.2,39.65,43,43.04,30.2,29.8,32.6,30.9,23.85,32.25,42.8,36.950000000000003,29.15,40.799999999999997,38.6,37.64,25.4,24.65,27.85,27.39,36.75,38.049999999999997,31.85,38.5,34.840000000000003,24.15,30.25,28.89,22.25,21.95,20.2,26.3,29.75,26.189999999999998,24.5,16.899999999999999,16.96,22.25,22.4,16,19.600000000000001,25.05,17.71,26.1,31.45,27.65,22.44,21.15,20.740000000000002,12.35,13.75,20.149999999999999,19.45,17.399999999999999,18.350000000000001,21.25,20.95,16.7,14.95,12.85,13.45,12.15,11.5,13.35,15.3,12.65,10.85,11.2,6.9499999999999993,11.75,11.65,14.41,9.31,12.45,17.399999999999999,19.05,15.2,8.35,8.9,5.65,8.9499999999999993,9.6,4.5,2.6999999999999993,0,0,7.4499999999999993,2.4499999999999993,2.1500000000000004,3.4499999999999993,0,3.5500000000000007,6.3000000000000007,7.1999999999999993,5.1999999999999993,7,4.0999999999999996,1.0500000000000007,5.0500000000000007,5.4499999999999993,3.8499999999999996,1.25,0.10999999999999943,10.25,6.0500000000000007,6.85,0.25,0.94999999999999929,5.3000000000000007,6.1999999999999993,5.5,3,1.25,0.64999999999999858,6.75,7.75,4.0500000000000007,0.80000000000000071,0,0,0,1.8000000000000007,5.85,6.1999999999999993,2.8000000000000007,0,0.39999999999999858,4.1999999999999993,8.35,5.9499999999999993,3.5,0,0,2.1099999999999994,4.4000000000000004,5.9499999999999993,4.75,2.8000000000000007,0,0,0,0,1.8599999999999994,2.3499999999999996,0,0,3.1099999999999994,7.3000000000000007,4,5.4,5.65,5.85,3.9499999999999993,1.5500000000000007,3.4499999999999993,2.1500000000000004,1.6999999999999993,0.64999999999999858,2.3000000000000007,0.10999999999999943,0,0,3.9000000000000004,8.4,8,5.8000000000000007,4.3499999999999996,6.6,6.65,4.8000000000000007,1.8000000000000007,1.3000000000000007,0,0,0,0,0,1.3999999999999986,5.5500000000000007,4.9499999999999993,4.4499999999999993,4.5500000000000007,5.65,0.39999999999999858,1.4499999999999993,2.4499999999999993,0.69999999999999929,5.25,7.9600000000000009,9.1,2.6099999999999994,7.85,15.46,13.8,11.6,10.199999999999999,9.4499999999999993,10.45,14.91,15.2,13.559999999999999,11.4,9.1,12.75,11.85,6.9499999999999993,0.80000000000000071,1.5500000000000007,0.55000000000000071,0,8.75,15.71,13.45,9.61,2.8499999999999996,8.4600000000000009,14.85,14.25,13.1,13.1,15.15,15.3,15.85,14.15,8.35,10.25,12.45,13.75,13.059999999999999,14.65,20.25,19.04,17.600000000000001,16.46,14.5,12.75,10.65,11.85,16.95,18.149999999999999,16.25,19.2,20.100000000000001,22.14,21.4,16.059999999999999,14.7,14.2,17.45,21.7,23.35,27.6,30.15,29.95,29.2,25.2,24.3,30.75,27.3,29.5,25.8,30.85,29.5,33.950000000000003,31.39,20.25,20.6,22.14,28.95,34.85,43.05,41.2,32.35,32.6,38.6,32.64,31.75,35.450000000000003,22.45,32.5,31.7,24.45,32.950000000000003,34.200000000000003,31.8,21.4,17.91,19.350000000000001,21.2,26.85,33.1,32.200000000000003,31.3,31.55,23,19.399999999999999,20.55,22.95,24.65,22.85,26.1,35.049999999999997,41.8,42.54,36.549999999999997,37.75,43.75,37.35,45.5,44.8,42.3,44.65,36.35,41.45,41.5,42.2,43.15,33.1,30.39,31.25,42.3,31.95,34.35,43.6,41.15,31.8,31.85,19.95,30.3,41.05,37.1,27.689999999999998,23.6,32.65,41.15,43,47.2,44.5,39.700000000000003,43.55,39.4,39.049999999999997,42.45,41.65,39.5,40.6,37.700000000000003,46.75,41.95,45.85,45.7,39.6,42.25,46.55,47.2,41.85,42.3,47.3,40.65,35.6,41.5,40.950000000000003,32.6,28.35,26.75,31.39,30.35,38.65,39.35,29.3,32.200000000000003,33.549999999999997,22.05,17.25,28.189999999999998,31.45,20,22.95,23.5,21.7,29.65,31.7,23.15,25.44,36.75,36.1,33.200000000000003,23.6,19.350000000000001,30.7,33.89,27.14,19.100000000000001,28.65,29.35,24.8,14.36,29.35,32.049999999999997,32.299999999999997,29.05,24.6,21.05,16.96,19.8,14.15,7.1999999999999993,11.85,14.8,13.1,9.31,11.7,15.6,15.15,14.55,16.86,23.65,25,21.25,18,15.5,12.95,10.199999999999999,14.7,16.100000000000001,8.9499999999999993,6.15,3.25,9.81,9.65,6.5500000000000007,2.5500000000000007,4.9499999999999993,14.15,13.85,14.5,15,12.3,9.6,7.4499999999999993,4.6999999999999993,3.4499999999999993,17.5,19.14,10.210000000000001,16.149999999999999,15.4,4.5500000000000007,3.9499999999999993,4.0999999999999996,3.5500000000000007,6.1,10.059999999999999,2.9000000000000004,14.15,12.55,8.85,5.3000000000000007,3.1500000000000004,5.65,9.6999999999999993,7.1999999999999993,6.75,5.4499999999999993,3.8000000000000007,2.9499999999999993,2.8499999999999996,2.3599999999999994,1.5500000000000007,1.6099999999999994,0,4.25,0.94999999999999929,7.25,5.65,5.65,0,0,4.8000000000000007,4.3499999999999996,3.0500000000000007,0.19999999999999929,0,0,3.5,9.6,8.25,2.1099999999999994,1.75,2.1500000000000004,0,2.4499999999999993,2.8000000000000007,1.3999999999999986,1.3999999999999986,0,0,0,0,7,5.3000000000000007,0.10999999999999943,1.75,0,0,2,2.6500000000000004,2.8000000000000007,1.3599999999999994,0,0,0,0,0,0,0,0,0.64999999999999858,1,3.8000000000000007,4.4499999999999993,3.6500000000000004,3.5,1.8599999999999994,1.8000000000000007,0,0,5.3000000000000007,3.6999999999999993,0,0,0,0,4.3000000000000007,5.1099999999999994,1.6099999999999994,2.5999999999999996,1.75,0,0,4.4000000000000004,7.85,10.199999999999999,5.5,2.1999999999999993,0,0,0,0,0,0,0,0,0,0.19999999999999929,1.1099999999999994,5.85,6.25,8.06,9.31,6.0500000000000007,0.10999999999999943,0,0,0,4.1999999999999993,8.5,3.5,2.3000000000000007,5.15,9.85,10.35,6.25,1.0500000000000007,0,4.1500000000000004,12.05,14.85,15.16,14.3,14.45,11.059999999999999,11.65,7.5,13.66,11.3,17.45,12.85,5.3000000000000007,3.6500000000000004,12.85,16.5,15.55,19.100000000000001,21.05,19.600000000000001,9,19.25,21.45,19.899999999999999,18.600000000000001,14.2,21.15,19.8,15.4,16.46,16.399999999999999,17.809999999999999,12.95,14.05,12.15,13.25,13.16,7.4499999999999993,11,18.149999999999999,13.2,10.8,16.350000000000001,14.66,18.04,24.1,21.15,17.149999999999999,20.399999999999999,12.05,9.85,14.1,21.1,26.85,31.25,27.45,23.35,19,23.8,31.7,27.39,24.55,19.649999999999999,22.2,21.15,20.9,16.55,12.05,16.149999999999999,22.05,15.85,15.1,15.3,18.55,19.850000000000001,21.55,22.15,24.5,23.9,21.9,28.189999999999998,30.2,29.95,29.45,28.75,19.45,17.71,25.4,30.3,36.89,40.85,35.1,35.6,31.55,26.6,28.05,37.14,36.450000000000003,22.05,23.35,25.65,21.15,26.439999999999998,37.200000000000003,40.65,41.65,44.4,43.05,39.450000000000003,37.6,39.35,36.450000000000003,31.65,28.85,28.8,33.799999999999997,29.39,25.85,27,34.35,31.95,35.14,41.75,23.2,24.85,33.950000000000003,29.85,34.29,35.89,31.5,36.39,37.450000000000003,32.6,37.450000000000003,42.75,41.5,45.04,46.35,40.85,26.439999999999998,30.8,37.85,26.1,21.65,26.7,37.6,35.049999999999997,24.65,27.6,33.950000000000003,32.15,27.25,36.950000000000003,39.450000000000003,35.950000000000003,41.29,38,36.799999999999997,31.5,21.05,21.35,22.64,24.5,26.15,21.7,15.6,18.09,14.1,17,22.45,24.15,28.55,28.85,23.35,29,30.05,31.8,29.2,27.95,20.65,20.3,23.45,21.64,15.55,22.2,26.8,33.35,33.35,33.450000000000003,27.85,23.7,28.75,30.85,30.75,24.3,21.45,24.3,22.09,13,6.8599999999999994,6.15,18.899999999999999,17.21,11.05,7.5500000000000007,15.2,20,16.600000000000001,16.809999999999999,18.2,19.899999999999999,19.399999999999999,15.66,13.36,15,12.65,10.65,11.3,17.850000000000001,9.56,6.3599999999999994,16.649999999999999,16.95,13.25,9.6999999999999993,6.1,5.3599999999999994,12.3,19.55,17.25,14.8,12.05,7.6,1.8000000000000007,3.1099999999999994,10.1,6.4,0,5.3599999999999994,7.35,6.5500000000000007,1.75,4.1999999999999993,0,8.35,8.6999999999999993,8.4499999999999993,6.4499999999999993,8.9499999999999993,4.8599999999999994,5.1999999999999993,8.35,12.85,11.9,9.9,5.9499999999999993,3.9499999999999993,6.8000000000000007,4.5,0,0,0,0,0,0,0.60999999999999943,6.5500000000000007,7,3.3000000000000007,0,0,0,7.8100000000000005,6.5500000000000007,2.3499999999999996,6.3000000000000007,4.9000000000000004,3.1999999999999993,0,0,4.25,3.4499999999999993,1.8999999999999986,3.5,2.6999999999999993,2.0999999999999996,0,0,0,3.6999999999999993,5.5500000000000007,3.5999999999999996,0,4.8499999999999996,2.5,0,0,0,0,0,0,0,0.25,2.4499999999999993,1.3999999999999986,0,0,0,0,0,0,0,0.30000000000000071,0,0,0,5.4499999999999993,4.3499999999999996,4.4000000000000004,5.35,3,0,0,0,0,0,4.25,3.8599999999999994,2,0,0,1.75,4.5,3.3000000000000007,2.75,2.25,0.19999999999999929,3.5500000000000007,6.5500000000000007,4.4499999999999993,2.8499999999999996,0,0,0.30000000000000071,5,4.75,1.4600000000000009,7.75,4.5999999999999996,0,9.4499999999999993,7.25,4.5500000000000007,2,4.9000000000000004,6.6999999999999993,1.5500000000000007,2.3000000000000007,6.85,6.9,9.81,10.809999999999999,9.6999999999999993,6.25,6.9,8.15,9.5,6.9499999999999993,7.15,7.5500000000000007,6.6999999999999993,5.5500000000000007,1.5,5.3000000000000007,6.15,15.46,16.2,9.6,7.35,11.25,16.350000000000001,14.4,6.9499999999999993,9.9,15.45,13.16,12.2,15.4,17.45,16.149999999999999,14.55,17.55,18.75,18.55,18,17.11,16.46,17.5,14.85,9.56,10.85,19.3,15.91,12.95,9.4600000000000009,5.85,11.9,14.66,12.5,18.55,13.85,10.4,15.8,15.91,14.11,12.9,18.350000000000001,25.1,30.5,27.939999999999998,25.15,24.6,22.65,22.25,22.59,22,18.350000000000001,16.75,17.850000000000001,20.7,20.65,23.45,24.6,21.8,19.25,21.45,25.6,30.75,33.799999999999997,33.85,34.200000000000003,35.85,42.25,39.5,38.65,46.2,47,34.35,26.689999999999998,32.450000000000003,24.94,18,25.2,33.9,25.65,30.55,30.3,28.35,35.299999999999997,35.549999999999997]
["Alectra Utilities - formerly Horizon (Hamilton and St. Catharines)","Hamilton",29.55,35.39,33.700000000000003,23.05,19.25,29.35,38.299999999999997,30.85,29.8,20.6,14.25,17.45,14.65,17.21,20.3,22.3,18.8,24.9,24.2,24.1,35.64,36.29,33.85,32.25,27.939999999999998,29.55,29.6,36.1,33.299999999999997,26.65,19.350000000000001,18.5,22.55,27.939999999999998,28.6,27.8,32.6,31.95,33.299999999999997,30.4,31.35,33.950000000000003,33.200000000000003,27.8,23.09,28.25,31.05,31.85,21.8,19.04,21.25,16.600000000000001,17.7,22.05,25.95,27.85,31.6,32.75,35.35,25.4,33.9,36.6,34.54,28.1,28.65,21.4,21.990000000000002,24.3,15.5,12.85,24.85,30.75,16.8,20.740000000000002,28.65,28,20.75,16.5,18.55,19.989999999999998,21.34,26.3,26.25,23.45,27.4,21.1,12.559999999999999,17.649999999999999,14.5,14.25,11.8,15.65,19.100000000000001,13.8,17.850000000000001,14.5,15.15,11.3,14.2,8.25,8.85,9.81,5.3000000000000007,7.1,20.2,20.89,16.059999999999999,11.25,13.91,11.65,4.75,9,12.05,13,13.2,12.7,12.55,12,10.75,11.75,8.75,9,9.36,10.199999999999999,10.25,7.9499999999999993,10.75,7.25,1,3.5,4.4000000000000004,0.75,0,2.1500000000000004,3.1500000000000004,10.9,11.25,8.8000000000000007,4.4000000000000004,4.6999999999999993,1.8599999999999994,4.1500000000000004,5.75,2.4000000000000004,1.75,0,0,4.0500000000000007,4.1500000000000004,1.6499999999999986,2.25,0.85999999999999943,0,0,2.1999999999999993,3.5500000000000007,1.6999999999999993,0.85999999999999943,3.3000000000000007,0,0,0,0,1.4499999999999993,3.6500000000000004,3.25,0,0,0,0,1.1099999999999994,0.25,0,0,0,0,0,0,0,0,0,0,0,0.85999999999999943,2.0500000000000007,0.69999999999999929,0,0,0,0.69999999999999929,1.3999999999999986,0,0,0,0.19999999999999929,0,2,2.25,0.5,0.69999999999999929,0,0,0,0,0.14999999999999858,1.0500000000000007,0,0,2,2.3000000000000007,0.64999999999999858,0,0,0,0,0,0,0,0,0.85999999999999943,0,0,0,0,2.8000000000000007,3.8499999999999996,2.1999999999999993,3.3499999999999996,0.35999999999999943,1.6099999999999994,1.5,0,0,0,0,0,0,0,0,3.0500000000000007,1.1099999999999994,0,0,0,0,0,0,0,2.5,2.6999999999999993,2.1500000000000004,0,0,1.4499999999999993,7.9,6.6,8.4,5.6099999999999994,5.4499999999999993,5.25,8.06,9.1999999999999993,2.3599999999999994,1.8000000000000007,8.75,4.8599999999999994,2.6500000000000004,3.1999999999999993,1.6099999999999994,1.1499999999999986,0,0.30000000000000071,3.3000000000000007,3.1500000000000004,0.30000000000000071,5.0000000000000711E-2,10.9,10.25,5.6999999999999993,5.0999999999999996,9.1999999999999993,10.45,10.15,11.05,11.65,5.25,0,2.4499999999999993,3.25,5.5,10.5,12.1,8.75,10.55,9.15,7.65,11.5,6.5500000000000007,11.15,11.2,3.1500000000000004,9.9,12.45,14.15,17.41,16,11.1,7.5,11.85,13.11,17.3,15.96,14.85,10.199999999999999,7.25,15.2,20.399999999999999,19.739999999999998,19.2,20.29,21.9,26.9,25.19,25.05,25.55,19.25,11.45,7.8100000000000005,16.5,18.04,20.399999999999999,24.45,16.95,9.4499999999999993,20.7,21.9,18.8,21.1,19.7,17.100000000000001,22.09,18.850000000000001,15.75,19.600000000000001,19.7,17.05,17.350000000000001,15.3,15.1,14.5,16.149999999999999,20.75,22.09,22.5,21.3,18.14,16.75,10.809999999999999,14.45,15.1,13,18,21.95,23.95,26.8,23.44,22.15,21.25,19.149999999999999,28.15,29.35,33.299999999999997,30.85,29.5,30.2,22.9,26.1,33.299999999999997,32.4,27.8,28.25,25,17.149999999999999,22.75,27.189999999999998,26.689999999999998,21.2,21.3,20.75,25.35,27.189999999999998,30.14,29.25,22.09,28.15,28.5,25.44,31.95,30.55,23.35,31.95,27.939999999999998,21.3,26.4,30.05,26.35,24.55,30.55,34.950000000000003,31.8,40.299999999999997,40.35,33.75,31.75,38.14,39.6,30.6,29.4,39,34.64,30.35,31.85,35.35,32.299999999999997,27.439999999999998,26.939999999999998,24.3,22.95,33.5,32.1,21.95,19.29,19.04,17.45,15.2,18.64,18.04,15.5,16.899999999999999,14.45,17.5,20.7,21,14.41,18.649999999999999,23.75,24.65,22.25,16.809999999999999,16.25,22.2,24.15,20.7,16.399999999999999,16.899999999999999,16.96,10.15,11.5,16.75,19.2,15.96,15.6,17,11.25,9.25,12.5,9.1,3.6500000000000004,9.2100000000000009,9.1,7.6,2.9000000000000004,6,13.16,7.1099999999999994,10.75,14.95,18.14,16.350000000000001,14.4,11.65,10.95,8.1,6.85,6.75,4.3000000000000007,4.6999999999999993,2.1099999999999994,0.64999999999999858,7.15,4.8000000000000007,0.30000000000000071,0,0,0,0.85999999999999943,5.9,10,9.25,5.3000000000000007,0.46000000000000085,0.5,0,6.6999999999999993,8.6,5.4499999999999993,9.56,8,0.85999999999999943,0,0,0,0,0,0,8.85,7.75,4.9000000000000004,7.0500000000000007,2.8000000000000007,0,5.0500000000000007,2.8599999999999994,0,0.55000000000000071,0,0.39999999999999858,2.3000000000000007,0,0,0,0,1.3999999999999986,0,2.0500000000000007,2.4499999999999993,0,0,0,0,0,0.14999999999999858,4.0500000000000007,4.9000000000000004,0.14999999999999858,1.1499999999999986,0,1.3000000000000007,2.5,0.19999999999999929,0,0,0,1.6499999999999986,0.64999999999999858,0,0,0,0,0,1,1.3999999999999986,0,0,0,0,0,0.30000000000000071,0,0,0,0,0,0,0,0,0,0,0,0,0,1.3000000000000007,1.5500000000000007,0,0.94999999999999929,0.89999999999999858,0.10999999999999943,0,1.6099999999999994,0.89999999999999858,0,0,0,0,0,0,0,1.1499999999999986,0.25,0,0,1.6499999999999986,2.4499999999999993,2.3499999999999996,2.3000000000000007,0,0,0,0,0,0,0,0,0,0,0,0,1.5,2.6500000000000004,5.3000000000000007,7.9499999999999993,4.25,0,0,0,0,1.25,4.8000000000000007,4.5500000000000007,2,0.80000000000000071,0.80000000000000071,1.6499999999999986,2.1999999999999993,1.5,0,0.85999999999999943,4.6500000000000004,8.9,9.56,9.5,7.1,6.1,5.25,3.8000000000000007,7,7.4499999999999993,8.1999999999999993,3.0500000000000007,1.0500000000000007,3.9000000000000004,10.9,8,11.65,16.010000000000002,15.8,12.35,3.1500000000000004,3.8000000000000007,7.1,14.05,7.1099999999999994,10.85,11.6,11.65,6.6999999999999993,9.1999999999999993,12.6,13.66,7.6999999999999993,8.6,3.6999999999999993,4.8499999999999996,1,4.5500000000000007,11.4,13.15,12.7,12.15,9.7100000000000009,9.5,13.1,15.2,8.4,9.5500000000000007,12.35,6.15,9.65,15.3,15.25,20.149999999999999,21.45,16.91,14.85,7.5,10.8,19.75,18.64,17.55,12.75,14.6,13.85,16.260000000000002,15.91,15.85,16.75,16,10.7,11.7,10.15,14.35,12.35,6.8599999999999994,12.91,13.8,13.16,18.440000000000001,21.3,18.690000000000001,11.45,9.81,8.6999999999999993,8.9,14.05,17.2,16.71,21.05,15.96,17,18.55,20.6,19.25,22.39,31.3,27.75,20.399999999999999,18.940000000000001,17.850000000000001,12.4,18.25,28,24.44,28,23.6,18.100000000000001,18.690000000000001,25.1,27.8,29.4,26.1,24.8,26,27.05,26,16.7,15.56,18.850000000000001,18.8,23.3,18.850000000000001,12.7,14.7,18.89,11.15,17.7,18.7,17.5,16.350000000000001,14.6,18.600000000000001,25.2,31.6,27.85,35.75,35.89,26.689999999999998,19.149999999999999,24.4,29.64,17.809999999999999,11.1,16.45,19.899999999999999,20.95,17.7,20.04,24.65,19.75,9.31,16.41,25,25.55,23.8,23.25,21.2,22.7,11.7,6.9,5.15,8.65,14.26,12.5,12.8,11.05,10.9,9,10.55,16.45,20.25,20.149999999999999,18.3,15.96,16.45,17.5,18.55,18.39,12.7,12.7,15.25,11.809999999999999,5.6999999999999993,10.65,18.600000000000001,23.05,23.65,23.8,16.5,15.15,17.95,21.05,22.1,13.25,16.760000000000002,17.21,15.46,11.8,9,5.1099999999999994,2,7.8100000000000005,10.199999999999999,8.5,5.4,10.6,10.95,13.35,16.95,11.65,14.15,11.85,11.1,11.6,9.75,8.6,8.4499999999999993,6.9499999999999993,4.9000000000000004,5.85,9.8000000000000007,9.6,9.9,6.6099999999999994,1.8599999999999994,1.8599999999999994,10.45,14.25,9.5,6.35,7.25,5.4499999999999993,4.4499999999999993,1.4499999999999993,2.4000000000000004,0.25,0,0,0,0,0,0,0,0,3,0,0,0,0,0,3.5999999999999996,8.56,6.1,3.4000000000000004,0,2.25,3.25,2.3499999999999996,2.6999999999999993,0.14999999999999858,0,0,0,0,0.30000000000000071,0,0.89999999999999858,0,0,0,0,0,0,0,0.44999999999999929,1.0500000000000007,0,0,0,0,0,0,0,0,0,0,0,0,0,0,0,0,0,0,0,0,0,0,0,0,0,0,0,0,0,0,0,0,0,0,0,0,0,0,0,0,0,0,0,0,0,0,0,0,0,0,5.0000000000000711E-2,0,0,0,0,0,0,0,0,0,5.0000000000000711E-2,1.25,1.6499999999999986,0.46000000000000085,0,0,0,0,0,0,1.5500000000000007,2.4000000000000004,0,1.0500000000000007,2.5500000000000007,1.3000000000000007,0,0,0,0,0,0,1.25,5.3000000000000007,5.6999999999999993,4.4499999999999993,3.8000000000000007,2.3499999999999996,3.25,3.3000000000000007,4.25,2.4000000000000004,3,3.3499999999999996,0.89999999999999858,0,0.80000000000000071,5.9,9.65,10.95,6.75,2.6500000000000004,8.65,10.25,5.9499999999999993,0,0,5.0000000000000711E-2,3.6500000000000004,5.65,10.35,12.7,9,9.81,13.5,16.899999999999999,15.8,14.7,3.8000000000000007,12.55,14,8.15,2.6500000000000004,7.9499999999999993,11.85,8.7100000000000009,9.4499999999999993,7.6,8.81,13.75,11.3,14.05,16.100000000000001,10.65,9.4499999999999993,10.199999999999999,10.4,13.41,5.65,11.3,18.399999999999999,18.2,18.95,21.15,16.05,13.6,14.3,14.55,14.1,8.9499999999999993,8.4499999999999993,13.55,14.9,15.2,16.75,15.5,17.649999999999999,17.41,20.6,22.25,23.75,22.15,19.75,23.45,28.05,30.25,29.55,21.4,25.4,31.05,25.19,21.9,17.91,18.5,15.85,18.850000000000001,14.41,16.350000000000001,19.7,18,20.45,18.350000000000001]
["Hydro 2000 Inc. (Alfred and Village of Plantagenet)","Hawkesbury",40.25,44.04,41.75,38.9,25.65,21.4,33.549999999999997,31.75,31.55,31.2,19.100000000000001,15.66,17.149999999999999,16.8,21,22.35,21.3,23.5,23.05,33.049999999999997,42.05,42.35,40.450000000000003,36.39,27.75,37.85,31.4,35.35,31.35,27.689999999999998,22.45,29.25,23.69,31.25,31.45,30.35,36.549999999999997,30,29.25,31.5,30.65,35.549999999999997,37.1,30.25,22.45,27.14,31.15,32.950000000000003,31.75,22.45,20.04,18.3,16.399999999999999,21.05,26.65,31.05,34.5,32.6,34.700000000000003,30.6,31.95,37.14,34.700000000000003,32.65,35.450000000000003,29.4,20.8,27.939999999999998,21.45,17.11,23.15,28.7,29.4,20.05,30.15,33.049999999999997,29.05,22.45,17,19.04,21,25.15,31.4,26.9,24.5,28.35,19.04,16.3,18.25,16.649999999999999,18.350000000000001,16.559999999999999,18,20,15.66,16.350000000000001,13.35,15.1,17.41,12.55,12.559999999999999,11.7,14.75,8.85,13.2,21.990000000000002,17.559999999999999,14,12.05,12.45,6.9499999999999993,9.9499999999999993,10.65,11.4,12.95,12.5,11.35,10.5,7.8100000000000005,10.85,7.75,7.4499999999999993,6.85,8.75,8.6999999999999993,9.75,9.4600000000000009,7.5,4.6099999999999994,0.25,2.1999999999999993,3.3499999999999996,5.6999999999999993,0,0,1.3999999999999986,6.3000000000000007,7.3000000000000007,5.6,3.5999999999999996,1.3000000000000007,1.9499999999999993,2.8000000000000007,2.0999999999999996,1.75,0,5.9499999999999993,6.3000000000000007,5.8000000000000007,1.6099999999999994,4.25,1.6099999999999994,0,0,2.9000000000000004,3.8000000000000007,1.0500000000000007,0,0,0,0,0.60999999999999943,3.5,0.55000000000000071,1.25,1.3599999999999994,1.1499999999999986,0,0,0.89999999999999858,2.9000000000000004,3.25,2,0.10999999999999943,0,0,0,0,0,0,0,0,0,0,0,0,0,0,0,0.5,1.0500000000000007,1.6099999999999994,0,0,0,1.25,0,1.1999999999999993,0,0,0,0,0,0,1.8599999999999994,0,0,0,2.0500000000000007,2.5999999999999996,1.8000000000000007,2.1099999999999994,0,0,0,0,0,0,0,0,0,0,0,0,0,4,4.5999999999999996,3.1999999999999993,0,2.4499999999999993,2.0999999999999996,0,0,0,0,0,0,0,0,1.7100000000000009,2.5,0,0,0,0,0,0,0,2.3000000000000007,3.8000000000000007,1.0500000000000007,0.85999999999999943,1.3599999999999994,1.8000000000000007,7,9.1999999999999993,10.199999999999999,7.5500000000000007,4.4000000000000004,7.15,11.9,12.45,6.6999999999999993,0,7.4,6.6999999999999993,4.9499999999999993,3,0.85999999999999943,0,0,5.4499999999999993,5.9499999999999993,4.8499999999999996,4.5,2.8000000000000007,4.8599999999999994,8.6,7.35,4.6099999999999994,5.5,11.35,11.35,12.45,11.55,9.9499999999999993,0.85999999999999943,0,2.6999999999999993,3.3000000000000007,7.3000000000000007,13.41,15.05,12.15,9,9.1,7.75,9.9600000000000009,9.81,9.4499999999999993,10.65,8.6,12.55,14.7,14.35,15.25,16.75,13.16,9.5,13.2,16.260000000000002,18.600000000000001,15.45,14.5,13.35,14.6,16.5,20.350000000000001,20.6,19.14,18.600000000000001,20.6,23.55,21.6,25.75,22.2,14.85,8.11,13,18.149999999999999,20.95,24.05,24.95,17.3,20.100000000000001,30.7,21.75,27.54,31.45,22.14,30.15,32.35,22.75,18.149999999999999,18.7,20.65,21.9,21.95,20.04,19.55,18.5,19.600000000000001,26.689999999999998,29.55,27.6,25.44,20.65,16.55,14.1,15.1,16.2,15.75,25.5,32.35,31.05,24.3,28.05,34.39,22.89,31.25,38.75,38.950000000000003,42.6,30.5,33.89,28,28,39.75,40.450000000000003,34.049999999999997,30.3,40.25,27.689999999999998,24.85,35.64,35.54,33.75,25.05,20.2,29.2,39.04,30.15,29.65,30.95,29.1,38.35,36.200000000000003,37.89,38,29.75,34.5,38.14,34.39,34.799999999999997,32.4,28.1,33.89,30.45,39.85,36.85,36.549999999999997,37.299999999999997,38.049999999999997,35.299999999999997,30.89,35.39,34.200000000000003,26.65,36.64,38.049999999999997,30.7,36.89,36.200000000000003,30.75,29.3,25.85,30.6,20.350000000000001,30.5,32.75,26.1,21.9,19.25,16.55,13.3,23,26.35,21.25,21.2,23,21.45,27.75,26.6,22.4,22.55,31.3,29.6,27.2,21.7,15.15,19.399999999999999,24,22.75,17.2,20.399999999999999,21.75,17.3,11.7,19.2,21.65,21.8,17.5,18.05,15.41,11.6,13.16,9.7100000000000009,7.0500000000000007,7.5500000000000007,10.4,11.45,4.1099999999999994,12.6,12.559999999999999,11.8,9.81,13.35,14.2,16.350000000000001,12.8,11.4,8.9,6.35,7.25,7,4.3000000000000007,4.3000000000000007,1.6099999999999994,0,3.9000000000000004,4.3000000000000007,0,0,0,0,7.75,5.35,7,7.6,5.1999999999999993,1.5,0,0,0,7.75,5.25,11.25,10.5,0,1.0500000000000007,0,0,0.89999999999999858,2.0500000000000007,0,7.1,5.6099999999999994,8.6999999999999993,8.1,2.8000000000000007,0.60999999999999943,4.25,5.4499999999999993,0.14999999999999858,0,0,0,0.60999999999999943,0,1.1999999999999993,0,0,3.3000000000000007,0,3.0999999999999996,3,0,0,0,1.0500000000000007,2.4499999999999993,0.85999999999999943,1.9499999999999993,3.25,2.9499999999999993,0,0.35999999999999943,0.89999999999999858,0.75,1.1099999999999994,0,0,0,0,1.3000000000000007,0,0,0,0,0,2.3000000000000007,2.8599999999999994,1,0,0,0,0,1.1099999999999994,0,0,0,0,0,0,0,0,0,0,0,0,0,0,0.89999999999999858,2.9000000000000004,1.1099999999999994,0,0,0,0,0,0.30000000000000071,0,0,0,0,0,0,0,0,0,0,0,0.30000000000000071,0.14999999999999858,1.6099999999999994,0.5,0,0,0,0,0,0,0,0,0,0,0,0,0.14999999999999858,2.5,2,1,0,0,0,0,0,5.3599999999999994,5.3000000000000007,3.25,2.6999999999999993,3.5,7.25,7.4,5.3000000000000007,2.5999999999999996,0.35999999999999943,7.8100000000000005,9.35,10.25,10.6,9.75,8.35,6.65,7.25,11.95,11.809999999999999,12.55,7.6999999999999993,3.1500000000000004,5.5,10.8,12.2,10.45,16.3,19.05,18,7.15,14.9,8.85,14.85,14.35,9.75,15.85,15.3,15.65,8.35,14.7,17,11.45,11.059999999999999,8.6999999999999993,11.6,8.65,4.0999999999999996,11.8,15.46,12.15,13.7,11,10.45,13.5,17.16,15.71,16.5,18.7,17.36,9.9,12.75,18,16.850000000000001,22.25,24.65,21.84,14.41,11.7,20.5,21.75,26.05,22.9,16.899999999999999,15.85,15.85,14.55,14.5,15.75,17.899999999999999,15.9,13.7,10,13.5,17.3,17.05,15.8,17.8,16.05,15.56,20.6,22.84,19.25,17.649999999999999,16.05,7.8100000000000005,13.95,17.260000000000002,20.149999999999999,26.689999999999998,29.14,25.7,21.7,21.25,21.05,25.75,36.450000000000003,36.54,25.19,22.5,22.9,18.75,17.45,26.939999999999998,31.14,30.14,33.549999999999997,33.1,24.4,28.3,29.45,31.35,27.3,28.85,26.75,31,32.35,23.09,19.899999999999999,23.7,25.9,20.7,25.7,20.350000000000001,14.7,22.89,20.9,16.45,22.84,22.4,22.84,26.9,26.05,25,32.549999999999997,34.89,38.299999999999997,43.15,37.700000000000003,22.94,23.94,32.299999999999997,28.7,16.600000000000001,22.44,31,29.8,21.05,19.09,27.939999999999998,24.95,21.85,23.05,31.8,29.9,35.25,33.049999999999997,28.7,22.3,18.05,16.100000000000001,13.25,14.25,15.56,16,15.9,18.2,15.71,14.15,13,20.399999999999999,23.45,23.8,20.54,20.55,17.16,23.09,19.75,19.25,15.35,15.75,15.4,14.9,10.309999999999999,9.06,16.350000000000001,24.9,25.05,23.8,20.65,16.899999999999999,18.55,21.34,22.3,17.809999999999999,14.95,16.649999999999999,14.8,12.65,10.199999999999999,5.9499999999999993,11,10.75,11.65,7.8100000000000005,7.8100000000000005,11.35,13.7,14.3,13.91,16.3,15.4,13.61,10.050000000000001,10.25,12.55,11.45,10.8,7.0500000000000007,4.75,2.5500000000000007,10.25,12.7,6.65,6.15,2.1999999999999993,1.6999999999999993,3.5500000000000007,13.309999999999999,13.16,11.25,8.25,6.1099999999999994,4,1.1999999999999993,0.94999999999999929,0,0,0,1.3999999999999986,0,0,0,0,0,0.19999999999999929,1.5,0,5.0000000000000711E-2,1.9499999999999993,0,1.4499999999999993,7.4499999999999993,7.6,4.5500000000000007,5.5,5.15,3.6500000000000004,1.6600000000000001,0,0,0,0,0,0,1,2.6500000000000004,2.0999999999999996,1.3999999999999986,0,0,0,0,0.60999999999999943,0,0,2.1999999999999993,0,0,0,0,0,0,1.9499999999999993,3,0,0,0,0,0,0,0,0,0.60999999999999943,0,0,0,0,0,0,0,0,0,0,0,0,0,0,0,0,0,0,0,0,0,0,0,0,0,0,0,0,0,0,0,0,0,1.4499999999999993,0,0,0,0,0,0,0,5.0000000000000711E-2,0,1.5500000000000007,1.8599999999999994,2.75,1.1999999999999993,0.25,0,0,0,0,0,2.6500000000000004,2.25,0,4.75,7.15,5.9499999999999993,2.5999999999999996,0,0,0,0.25,3.3000000000000007,6.1999999999999993,8.35,7.8599999999999994,8.4,3.1500000000000004,4.1999999999999993,6.1099999999999994,5.5500000000000007,4.1999999999999993,5.6099999999999994,3.8599999999999994,6.65,5.5,4,2.5,5.15,9.65,11.75,9.81,5.85,10.199999999999999,14.16,10.3,6.9499999999999993,7.3000000000000007,3.5,6.9,11.15,9.06,12.85,11.5,13.35,15.3,17.95,16.850000000000001,15.7,13.7,13.66,15.71,15.5,7.5,9.85,15.56,13.809999999999999,14.95,14.26,10.25,14.45,13.809999999999999,12.6,15.35,10.45,11.2,11.95,11.6,12.1,14.75,12.65,14.85,19.100000000000001,19.5,18.3,19,18.3,17.100000000000001,17.809999999999999,20.5,18.8,15.4,12.7,15.05,17.3,20.29,22.7,21.05,19.09,19.25,24,28.55,29.2,24,22.15,24.1,33.549999999999997,40.04,31.65,29,39.299999999999997,28.45,19.55,18.350000000000001,18.09,17.95,24.15,25,15.6,24.05,24.25,25.4,32.39]
["Hydro Hawkesbury Inc./Hawkesbury Hydro Inc. (Hawkesbury)","Hawkesbury",40.25,44.04,41.75,38.9,25.65,21.4,33.549999999999997,31.75,31.55,31.2,19.100000000000001,15.66,17.149999999999999,16.8,21,22.35,21.3,23.5,23.05,33.049999999999997,42.05,42.35,40.450000000000003,36.39,27.75,37.85,31.4,35.35,31.35,27.689999999999998,22.45,29.25,23.69,31.25,31.45,30.35,36.549999999999997,30,29.25,31.5,30.65,35.549999999999997,37.1,30.25,22.45,27.14,31.15,32.950000000000003,31.75,22.45,20.04,18.3,16.399999999999999,21.05,26.65,31.05,34.5,32.6,34.700000000000003,30.6,31.95,37.14,34.700000000000003,32.65,35.450000000000003,29.4,20.8,27.939999999999998,21.45,17.11,23.15,28.7,29.4,20.05,30.15,33.049999999999997,29.05,22.45,17,19.04,21,25.15,31.4,26.9,24.5,28.35,19.04,16.3,18.25,16.649999999999999,18.350000000000001,16.559999999999999,18,20,15.66,16.350000000000001,13.35,15.1,17.41,12.55,12.559999999999999,11.7,14.75,8.85,13.2,21.990000000000002,17.559999999999999,14,12.05,12.45,6.9499999999999993,9.9499999999999993,10.65,11.4,12.95,12.5,11.35,10.5,7.8100000000000005,10.85,7.75,7.4499999999999993,6.85,8.75,8.6999999999999993,9.75,9.4600000000000009,7.5,4.6099999999999994,0.25,2.1999999999999993,3.3499999999999996,5.6999999999999993,0,0,1.3999999999999986,6.3000000000000007,7.3000000000000007,5.6,3.5999999999999996,1.3000000000000007,1.9499999999999993,2.8000000000000007,2.0999999999999996,1.75,0,5.9499999999999993,6.3000000000000007,5.8000000000000007,1.6099999999999994,4.25,1.6099999999999994,0,0,2.9000000000000004,3.8000000000000007,1.0500000000000007,0,0,0,0,0.60999999999999943,3.5,0.55000000000000071,1.25,1.3599999999999994,1.1499999999999986,0,0,0.89999999999999858,2.9000000000000004,3.25,2,0.10999999999999943,0,0,0,0,0,0,0,0,0,0,0,0,0,0,0,0.5,1.0500000000000007,1.6099999999999994,0,0,0,1.25,0,1.1999999999999993,0,0,0,0,0,0,1.8599999999999994,0,0,0,2.0500000000000007,2.5999999999999996,1.8000000000000007,2.1099999999999994,0,0,0,0,0,0,0,0,0,0,0,0,0,4,4.5999999999999996,3.1999999999999993,0,2.4499999999999993,2.0999999999999996,0,0,0,0,0,0,0,0,1.7100000000000009,2.5,0,0,0,0,0,0,0,2.3000000000000007,3.8000000000000007,1.0500000000000007,0.85999999999999943,1.3599999999999994,1.8000000000000007,7,9.1999999999999993,10.199999999999999,7.5500000000000007,4.4000000000000004,7.15,11.9,12.45,6.6999999999999993,0,7.4,6.6999999999999993,4.9499999999999993,3,0.85999999999999943,0,0,5.4499999999999993,5.9499999999999993,4.8499999999999996,4.5,2.8000000000000007,4.8599999999999994,8.6,7.35,4.6099999999999994,5.5,11.35,11.35,12.45,11.55,9.9499999999999993,0.85999999999999943,0,2.6999999999999993,3.3000000000000007,7.3000000000000007,13.41,15.05,12.15,9,9.1,7.75,9.9600000000000009,9.81,9.4499999999999993,10.65,8.6,12.55,14.7,14.35,15.25,16.75,13.16,9.5,13.2,16.260000000000002,18.600000000000001,15.45,14.5,13.35,14.6,16.5,20.350000000000001,20.6,19.14,18.600000000000001,20.6,23.55,21.6,25.75,22.2,14.85,8.11,13,18.149999999999999,20.95,24.05,24.95,17.3,20.100000000000001,30.7,21.75,27.54,31.45,22.14,30.15,32.35,22.75,18.149999999999999,18.7,20.65,21.9,21.95,20.04,19.55,18.5,19.600000000000001,26.689999999999998,29.55,27.6,25.44,20.65,16.55,14.1,15.1,16.2,15.75,25.5,32.35,31.05,24.3,28.05,34.39,22.89,31.25,38.75,38.950000000000003,42.6,30.5,33.89,28,28,39.75,40.450000000000003,34.049999999999997,30.3,40.25,27.689999999999998,24.85,35.64,35.54,33.75,25.05,20.2,29.2,39.04,30.15,29.65,30.95,29.1,38.35,36.200000000000003,37.89,38,29.75,34.5,38.14,34.39,34.799999999999997,32.4,28.1,33.89,30.45,39.85,36.85,36.549999999999997,37.299999999999997,38.049999999999997,35.299999999999997,30.89,35.39,34.200000000000003,26.65,36.64,38.049999999999997,30.7,36.89,36.200000000000003,30.75,29.3,25.85,30.6,20.350000000000001,30.5,32.75,26.1,21.9,19.25,16.55,13.3,23,26.35,21.25,21.2,23,21.45,27.75,26.6,22.4,22.55,31.3,29.6,27.2,21.7,15.15,19.399999999999999,24,22.75,17.2,20.399999999999999,21.75,17.3,11.7,19.2,21.65,21.8,17.5,18.05,15.41,11.6,13.16,9.7100000000000009,7.0500000000000007,7.5500000000000007,10.4,11.45,4.1099999999999994,12.6,12.559999999999999,11.8,9.81,13.35,14.2,16.350000000000001,12.8,11.4,8.9,6.35,7.25,7,4.3000000000000007,4.3000000000000007,1.6099999999999994,0,3.9000000000000004,4.3000000000000007,0,0,0,0,7.75,5.35,7,7.6,5.1999999999999993,1.5,0,0,0,7.75,5.25,11.25,10.5,0,1.0500000000000007,0,0,0.89999999999999858,2.0500000000000007,0,7.1,5.6099999999999994,8.6999999999999993,8.1,2.8000000000000007,0.60999999999999943,4.25,5.4499999999999993,0.14999999999999858,0,0,0,0.60999999999999943,0,1.1999999999999993,0,0,3.3000000000000007,0,3.0999999999999996,3,0,0,0,1.0500000000000007,2.4499999999999993,0.85999999999999943,1.9499999999999993,3.25,2.9499999999999993,0,0.35999999999999943,0.89999999999999858,0.75,1.1099999999999994,0,0,0,0,1.3000000000000007,0,0,0,0,0,2.3000000000000007,2.8599999999999994,1,0,0,0,0,1.1099999999999994,0,0,0,0,0,0,0,0,0,0,0,0,0,0,0.89999999999999858,2.9000000000000004,1.1099999999999994,0,0,0,0,0,0.30000000000000071,0,0,0,0,0,0,0,0,0,0,0,0.30000000000000071,0.14999999999999858,1.6099999999999994,0.5,0,0,0,0,0,0,0,0,0,0,0,0,0.14999999999999858,2.5,2,1,0,0,0,0,0,5.3599999999999994,5.3000000000000007,3.25,2.6999999999999993,3.5,7.25,7.4,5.3000000000000007,2.5999999999999996,0.35999999999999943,7.8100000000000005,9.35,10.25,10.6,9.75,8.35,6.65,7.25,11.95,11.809999999999999,12.55,7.6999999999999993,3.1500000000000004,5.5,10.8,12.2,10.45,16.3,19.05,18,7.15,14.9,8.85,14.85,14.35,9.75,15.85,15.3,15.65,8.35,14.7,17,11.45,11.059999999999999,8.6999999999999993,11.6,8.65,4.0999999999999996,11.8,15.46,12.15,13.7,11,10.45,13.5,17.16,15.71,16.5,18.7,17.36,9.9,12.75,18,16.850000000000001,22.25,24.65,21.84,14.41,11.7,20.5,21.75,26.05,22.9,16.899999999999999,15.85,15.85,14.55,14.5,15.75,17.899999999999999,15.9,13.7,10,13.5,17.3,17.05,15.8,17.8,16.05,15.56,20.6,22.84,19.25,17.649999999999999,16.05,7.8100000000000005,13.95,17.260000000000002,20.149999999999999,26.689999999999998,29.14,25.7,21.7,21.25,21.05,25.75,36.450000000000003,36.54,25.19,22.5,22.9,18.75,17.45,26.939999999999998,31.14,30.14,33.549999999999997,33.1,24.4,28.3,29.45,31.35,27.3,28.85,26.75,31,32.35,23.09,19.899999999999999,23.7,25.9,20.7,25.7,20.350000000000001,14.7,22.89,20.9,16.45,22.84,22.4,22.84,26.9,26.05,25,32.549999999999997,34.89,38.299999999999997,43.15,37.700000000000003,22.94,23.94,32.299999999999997,28.7,16.600000000000001,22.44,31,29.8,21.05,19.09,27.939999999999998,24.95,21.85,23.05,31.8,29.9,35.25,33.049999999999997,28.7,22.3,18.05,16.100000000000001,13.25,14.25,15.56,16,15.9,18.2,15.71,14.15,13,20.399999999999999,23.45,23.8,20.54,20.55,17.16,23.09,19.75,19.25,15.35,15.75,15.4,14.9,10.309999999999999,9.06,16.350000000000001,24.9,25.05,23.8,20.65,16.899999999999999,18.55,21.34,22.3,17.809999999999999,14.95,16.649999999999999,14.8,12.65,10.199999999999999,5.9499999999999993,11,10.75,11.65,7.8100000000000005,7.8100000000000005,11.35,13.7,14.3,13.91,16.3,15.4,13.61,10.050000000000001,10.25,12.55,11.45,10.8,7.0500000000000007,4.75,2.5500000000000007,10.25,12.7,6.65,6.15,2.1999999999999993,1.6999999999999993,3.5500000000000007,13.309999999999999,13.16,11.25,8.25,6.1099999999999994,4,1.1999999999999993,0.94999999999999929,0,0,0,1.3999999999999986,0,0,0,0,0,0.19999999999999929,1.5,0,5.0000000000000711E-2,1.9499999999999993,0,1.4499999999999993,7.4499999999999993,7.6,4.5500000000000007,5.5,5.15,3.6500000000000004,1.6600000000000001,0,0,0,0,0,0,1,2.6500000000000004,2.0999999999999996,1.3999999999999986,0,0,0,0,0.60999999999999943,0,0,2.1999999999999993,0,0,0,0,0,0,1.9499999999999993,3,0,0,0,0,0,0,0,0,0.60999999999999943,0,0,0,0,0,0,0,0,0,0,0,0,0,0,0,0,0,0,0,0,0,0,0,0,0,0,0,0,0,0,0,0,0,1.4499999999999993,0,0,0,0,0,0,0,5.0000000000000711E-2,0,1.5500000000000007,1.8599999999999994,2.75,1.1999999999999993,0.25,0,0,0,0,0,2.6500000000000004,2.25,0,4.75,7.15,5.9499999999999993,2.5999999999999996,0,0,0,0.25,3.3000000000000007,6.1999999999999993,8.35,7.8599999999999994,8.4,3.1500000000000004,4.1999999999999993,6.1099999999999994,5.5500000000000007,4.1999999999999993,5.6099999999999994,3.8599999999999994,6.65,5.5,4,2.5,5.15,9.65,11.75,9.81,5.85,10.199999999999999,14.16,10.3,6.9499999999999993,7.3000000000000007,3.5,6.9,11.15,9.06,12.85,11.5,13.35,15.3,17.95,16.850000000000001,15.7,13.7,13.66,15.71,15.5,7.5,9.85,15.56,13.809999999999999,14.95,14.26,10.25,14.45,13.809999999999999,12.6,15.35,10.45,11.2,11.95,11.6,12.1,14.75,12.65,14.85,19.100000000000001,19.5,18.3,19,18.3,17.100000000000001,17.809999999999999,20.5,18.8,15.4,12.7,15.05,17.3,20.29,22.7,21.05,19.09,19.25,24,28.55,29.2,24,22.15,24.1,33.549999999999997,40.04,31.65,29,39.299999999999997,28.45,19.55,18.350000000000001,18.09,17.95,24.15,25,15.6,24.05,24.25,25.4,32.39]
["Alectra Utilities - formerly Brampton Hydro (Brampton)"," Brampton",30.65,35.6,34.5,22.8,19.350000000000001,26.8,38.75,31.3,29.1,20.7,13.8,16.649999999999999,14,16.2,20.6,21.15,18.75,23.6,23.75,28,37.04,36.25,34.75,32.15,28.2,29.5,29.1,34.39,32.299999999999997,25.6,20.04,19.55,22.1,27.15,28.189999999999998,28.55,30.4,31.25,32.1,30.2,28.1,31.6,32.25,26.8,21.8,26.939999999999998,29.7,28.25,20.95,18.39,18.39,16.2,18.09,21.75,26.3,27.4,30.9,31.3,31.95,24.95,31.75,33.85,31.3,28.3,26,23.65,20.95,23.25,14.65,12.15,24.35,30.05,16.649999999999999,19.940000000000001,29.45,28,21.3,15.4,17.95,18.190000000000001,20,25.55,25.44,22.69,26.25,21.14,12.25,16.399999999999999,15.56,12.85,13.55,15.1,17.25,13.95,17.25,14.45,13.36,11.3,12.5,6.65,9.7100000000000009,8.81,4.0500000000000007,6.4,19.95,19.45,14.25,11.9,12.55,10.55,5.4499999999999993,8.65,12.85,12,11.25,11.15,10.809999999999999,10.25,10.7,11.65,7.3000000000000007,8.36,8.06,8.65,9.2100000000000009,7.6999999999999993,9.31,3.6999999999999993,2.5,4.1099999999999994,2.9499999999999993,0.89999999999999858,1.5,3.25,3,9.4,10.050000000000001,8.4499999999999993,3.3499999999999996,3.9499999999999993,2.3499999999999996,2.4499999999999993,4.3499999999999996,0.55000000000000071,0,0,0,3.5500000000000007,2.4000000000000004,0,1.5,1.1499999999999986,0,0,0.71000000000000085,3.5,0.75,0,1.3599999999999994,0,0,0,0,0.14999999999999858,2.75,2.5999999999999996,0,0,0,0,1.4499999999999993,0,0,0,0,0,0,0,0,0,0,0,0,0.25,0,0,0,0,0,0,1.3000000000000007,0,0,0,0,0,0.75,0.35999999999999943,0,0,0,0,0,0,0,0,0,0,0.75,0.85999999999999943,0,0,0,0,0,0,0,0,0,0,0,0,0,0,0.25,3.0500000000000007,0.39999999999999858,1.5500000000000007,0,1.8000000000000007,0.5,0,0,0,0,0,0,0,0,0.60999999999999943,0.80000000000000071,0,0,0,0,0,0,0,0.44999999999999929,1.0500000000000007,0.69999999999999929,0,0,0.96000000000000085,6.4499999999999993,7.25,7.3000000000000007,4.1999999999999993,3.8000000000000007,3.8000000000000007,8.15,8.75,0.85999999999999943,1.1099999999999994,6.65,3.25,1.6999999999999993,2,0.89999999999999858,0,0,0,0.89999999999999858,2.8000000000000007,1.0500000000000007,0,8.65,9.56,4.6999999999999993,3.8499999999999996,8.15,9.15,9.35,9.4499999999999993,10.75,7.9,0,2.1500000000000004,2.0500000000000007,3.6999999999999993,9.9600000000000009,11.95,9.1999999999999993,9.5,9.75,7.1,8.5500000000000007,6,10,11.559999999999999,3.1099999999999994,9.4,11.85,14.05,17,15.41,10.5,6.9,10.7,11.2,16.95,15.55,13.91,11.7,9.4,14.2,19.350000000000001,19.04,19.399999999999999,19.2,20.84,25,23.55,23,23.2,17.2,11.35,7,16.350000000000001,17.350000000000001,19.100000000000001,22.8,15.91,9.1,19.850000000000001,22.4,17.649999999999999,20.59,18.39,16.5,21.84,17.41,15.65,19.850000000000001,22.09,18.350000000000001,16.8,15.55,15.16,15.05,15.95,20.25,20.8,21,18.64,17.25,14.85,10.1,13.85,13.95,11.65,16.46,20.59,23.25,25.75,23,21.55,20.149999999999999,18.8,28.1,28.95,31.85,31.14,28.15,30.9,23.5,26.85,34.35,28.3,26.3,26.75,23.7,15.05,22.5,27.65,26.35,22.25,20.399999999999999,20.8,25.8,28.7,27.35,25.25,21.55,27.3,28.35,26.5,31.95,28.8,23.6,30.3,26.939999999999998,23.4,28.7,29.85,25.65,23.75,28.85,34.35,31.75,40.299999999999997,36.89,30.55,29.6,36.35,36.6,29.25,28,36.39,32.5,30.2,31.95,33.4,29.75,25.75,25.15,24.19,23.25,31.2,30.1,21.75,19.600000000000001,17.010000000000002,16.21,14.35,17.45,16.010000000000002,14.5,15,12.05,17.55,19.600000000000001,21,14.7,17.75,24.05,24.95,22.35,17.059999999999999,15.56,21.8,24.1,19.7,15.4,16.45,16.46,8.06,9.81,16.399999999999999,18.440000000000001,13.41,13.61,15.35,13,7.6999999999999993,11.05,8.1,2.9000000000000004,7.5500000000000007,8.15,9.4499999999999993,2.9000000000000004,5.8000000000000007,9.9,7.1,10.809999999999999,14.05,17.05,15.4,13.61,10.9,9.81,6.25,5.5,5.75,3.5500000000000007,2.8499999999999996,0.85999999999999943,0.64999999999999858,6.4499999999999993,3.5,1.3000000000000007,0,0,0,1.75,5.9,8.6999999999999993,7.6099999999999994,6.0500000000000007,0,0,0,5.85,8.06,4.1099999999999994,7.85,6.0500000000000007,0,0,0,0,0,0,0,8.81,6.25,4.6500000000000004,3.9000000000000004,1.3999999999999986,0,4.1999999999999993,3.1999999999999993,0,0,0,0,1.6099999999999994,0,0.35999999999999943,0,0,0.14999999999999858,0,0.80000000000000071,0.75,0,0,0,0,0,0,2.4000000000000004,3.8499999999999996,0,0.60999999999999943,0,0.5,1.3000000000000007,0,0,0,0,0.89999999999999858,0,0,0,0,0,0,0.94999999999999929,0.44999999999999929,0,0,0,0,0,0,0,0,0,0,0,0,0,0,0,0,0,0,0,0,0,0,0,0,0,0,0,0,0,0,0,0,0,0,0,0,5.0000000000000711E-2,0,0,0.46000000000000085,0.89999999999999858,2,1.1099999999999994,0,0,0,0,0,0,0,0,0,0,0,0,0,0,3.9499999999999993,5.6999999999999993,1.4600000000000009,0,0,0,0,0,3.9000000000000004,2.8000000000000007,2.0999999999999996,0,0,0.94999999999999929,2.9499999999999993,1.8999999999999986,0,0,5.65,8.35,9.36,9.06,6.1999999999999993,5.65,4.5999999999999996,2.6999999999999993,6.75,6.6999999999999993,8.1,1.1099999999999994,0.10999999999999943,3.4499999999999993,8.9499999999999993,6.5500000000000007,10.6,16.05,16.25,11,3.25,6.9499999999999993,7.4499999999999993,13.059999999999999,6.5,9.6999999999999993,11.95,11.35,6.1999999999999993,7.85,12.6,12.35,7.9499999999999993,8.9,3.0500000000000007,6.1,2.8000000000000007,4.8499999999999996,10.95,12.5,12.55,13.16,8.15,8.35,12.45,14.6,9.6,10.9,12.55,6.65,8.1999999999999993,14.16,14.45,19.04,20.25,15.5,15.45,7.9,10.25,19.05,18.7,16.649999999999999,13.55,13.95,13.95,13.55,15.2,17.010000000000002,16.100000000000001,13.8,10.559999999999999,9.9499999999999993,9.4499999999999993,13.25,11.6,8.65,12.9,14.55,12.1,18.190000000000001,20.399999999999999,17.21,11.6,8.85,9.15,7.75,12.85,16.8,17.100000000000001,21.25,15.85,15.71,17.600000000000001,20.25,20,23,31.3,26.9,20.2,18.440000000000001,18.75,12.309999999999999,17.86,26.189999999999998,23.8,26.75,23.3,17.399999999999999,18.45,23.25,27.8,27.189999999999998,24,24.9,25.3,25.44,23.9,16.649999999999999,14.5,19.100000000000001,18.09,23.5,19.25,12.35,13.9,18,9.15,16.899999999999999,18.2,16.91,16.21,16.3,18.850000000000001,24.65,31.14,28,39.15,35.35,24.2,19.05,24.15,27.689999999999998,15.8,10.45,16.149999999999999,20.3,18.95,17.55,20.55,24.94,18.79,10.15,16.71,27.15,25.75,24.8,21,20.95,20.740000000000002,11.85,10.7,5.5,9.9,12.7,10.15,11.85,11.75,10.4,8.65,11.15,16.75,19.75,19.649999999999999,17.899999999999999,16.899999999999999,16.21,18.95,18.350000000000001,16.96,12.95,12.45,14.9,13.8,5.6999999999999993,10.309999999999999,17.510000000000002,22.2,22.65,22.05,16.100000000000001,14.91,17.96,21.75,21.4,12.4,15.3,16.510000000000002,14.55,10.8,7.0500000000000007,5.5500000000000007,1.6999999999999993,7.0500000000000007,9.1999999999999993,8.1,5.9499999999999993,10.65,11.85,11.9,14.05,12.3,13.41,10.25,9.81,9.4,8.56,9.11,7.15,6.1999999999999993,3.3499999999999996,6.15,8.31,9.31,8.35,6.85,4.3000000000000007,1.5,9.9,13.16,8.6999999999999993,7.6999999999999993,7.8100000000000005,3.5500000000000007,2.8499999999999996,0.46000000000000085,0.44999999999999929,0,0,0,0,0,0,0,0,0,1.8000000000000007,0,0,0,0,0,2.6999999999999993,7.15,3.75,2.3000000000000007,0,1.1099999999999994,2.4000000000000004,3.0500000000000007,0.10999999999999943,0,0,0,0,0,0,0,0,0,0,0,0,0,0,0,0,0,0,0,0,0,0,0,0,0,0,0,0,0,0,0,0,0,0,0,0,0,0,0,0,0,0,0,0,0,0,0,0,0,0,0,0,0,0,0,0,0,0,0,0,0,0,0,0,0,0,0,0,0,0,0,0,0,0,0,0,0,0,0,0,0,0,0,0,0,0,0,0,0,0,0.80000000000000071,2.6099999999999994,0.69999999999999929,0,0,0,0,0,0,1.6499999999999986,4.1999999999999993,5.15,3.1999999999999993,2.5500000000000007,0.60999999999999943,2.8000000000000007,1.8599999999999994,3.5999999999999996,1.75,2,0.71000000000000085,0.89999999999999858,0,0.55000000000000071,5.0999999999999996,9.4,10.15,8.06,1.7100000000000009,5.9499999999999993,8.56,4.8599999999999994,0,0,0,2.3499999999999996,4.75,9.9499999999999993,11.9,8.9499999999999993,10.45,12.25,15.45,15,12.6,2.9000000000000004,11.65,13.5,6.1999999999999993,2.9499999999999993,7.8100000000000005,10.199999999999999,6.4499999999999993,9.06,9.81,7.0500000000000007,12.2,9.35,11.85,14.55,11.35,9.4499999999999993,10.8,10.45,11.309999999999999,7.1999999999999993,10.7,18.149999999999999,18.440000000000001,19.09,19.04,15.5,12.6,13.66,13.66,12.6,7.6999999999999993,9.1,12.1,14.2,14.95,16.46,14.95,15.85,16.91,20.2,22.05,22.25,21.65,18.149999999999999,21.95,25.85,28.4,26.5,21.3,25.45,28.25,22.89,22.34,16.71,18,15.9,18.14,14.95,16.2,19.55,17.86,19.850000000000001,17.899999999999999]
["Hydro One Networks (Most of rural Ontario, including Norfolk, Cat Lake Community and Haldimand County)","Norfolk",29.1,33.950000000000003,33.950000000000003,22.3,18.8,29.6,38.25,30.4,32.549999999999997,19.350000000000001,13.7,17.149999999999999,13.91,17.25,19.899999999999999,22.2,20.29,25.8,24.05,25.25,35.04,36.1,33.299999999999997,31.6,28.4,30.35,29.75,35.75,32.549999999999997,26.5,19.399999999999999,18.600000000000001,23.55,29.64,30.39,29,31.95,31.65,32.700000000000003,31.05,33.049999999999997,36.14,35.14,29.9,22.95,30.65,32.75,34.200000000000003,22.3,18.399999999999999,19.239999999999998,15.5,17.25,21.4,25.69,26.939999999999998,30.7,32.950000000000003,35.35,25.2,33.65,37.049999999999997,34.5,30.2,29.2,24.35,23.35,25.05,15.5,12.85,25.35,30.25,16,19.899999999999999,28,27.05,19.100000000000001,15.71,17.600000000000001,18.940000000000001,20.34,26.189999999999998,25.5,25.15,28.189999999999998,20.75,14.55,18.399999999999999,16.559999999999999,14.16,8.75,14.7,17.66,12.45,17.45,15.05,13.25,11.05,12.15,7.75,10.35,9.15,3.9000000000000004,6.65,20.75,21.240000000000002,12.55,10.4,11.85,8.6,5.0500000000000007,10.309999999999999,13.5,13.95,9.1,13.5,12.6,9.9,6.5500000000000007,9.1,7.6,9.06,9.1,10.809999999999999,11.5,8.3000000000000007,7.3000000000000007,2.1999999999999993,0,6.35,5.5500000000000007,0.94999999999999929,0,0.19999999999999929,3.8499999999999996,12.15,11.7,10.5,6.15,6.4,1.6999999999999993,5.9,8.1,3.3499999999999996,2.75,0,0,0,2.8000000000000007,2.0500000000000007,2.5,1.3999999999999986,0,0,3.3599999999999994,4.25,2.5,2.3599999999999994,4.3000000000000007,0.44999999999999929,0,0,0,0.64999999999999858,4.8000000000000007,3.4499999999999993,0,0,0,0.14999999999999858,1.4499999999999993,0,0,0,0,0,0,0,0,0,0,0,0,0.80000000000000071,3,1.75,0,0,0,2,2.4000000000000004,0,0,0,0,0,3.0500000000000007,2.6500000000000004,1.3999999999999986,2.0500000000000007,0,0,0,0.14999999999999858,1.5,2.0500000000000007,0,0,2.8599999999999994,3.9499999999999993,1.6999999999999993,0.71000000000000085,0,0,0,0,0,0,0.75,1.6499999999999986,0.30000000000000071,0,0,0,2.4499999999999993,4,2.3000000000000007,3.3499999999999996,1.25,2.0500000000000007,0.69999999999999929,0,0,0,0,0,0,0,0,2.8499999999999996,2.0999999999999996,0,0,0,0,0,0,0,3.25,3.1099999999999994,2.4499999999999993,0,0,1.9499999999999993,7.6999999999999993,8.35,9.1,7.1999999999999993,6.75,6.1099999999999994,7.6999999999999993,7.8100000000000005,2.6999999999999993,2.4499999999999993,9.6,5.65,4.6099999999999994,4.4499999999999993,3.0999999999999996,1.4499999999999993,0.85999999999999943,1.3999999999999986,4.1500000000000004,1.6099999999999994,0,0.96000000000000085,11.15,10.85,6.65,6.1999999999999993,8.75,10.4,11.35,12.35,12,4.75,0.14999999999999858,4.75,3.9000000000000004,4.6999999999999993,10.9,14.66,10.199999999999999,11.2,10.35,9.65,11.85,6,12.5,11.95,3.1500000000000004,9.4499999999999993,12.9,13.85,17.05,16.75,11.25,7.4499999999999993,12.65,13.05,17.3,16.5,13.95,10.7,6.65,14.95,19.75,19.600000000000001,19.05,20,22.45,26.65,24.65,24.44,25.9,20.7,8.9499999999999993,8,15.15,17.86,19.649999999999999,23.25,15.76,9.8000000000000007,20.149999999999999,22.55,18.75,20.6,18.399999999999999,17.5,21.2,18.5,16,19.649999999999999,19.649999999999999,19.600000000000001,17.649999999999999,15.55,14.85,14.3,16.399999999999999,19.75,23,23.25,19.649999999999999,17.899999999999999,16.649999999999999,10.35,15.1,14.45,11.6,17.75,22.4,24.15,26.8,22.84,21.95,20.7,18.75,28.35,29.1,31.8,30.64,29.85,29.85,22.25,25.35,35.299999999999997,33.950000000000003,27.6,23.9,19.79,14.75,21.75,25.85,25.75,22.25,21.85,20.7,24.5,26.689999999999998,28.75,27.9,20.85,25.45,25.7,23.9,31.7,29.85,23.15,31.15,26.85,19.850000000000001,24.25,28.85,26.9,23,31.75,32.450000000000003,31.85,43.2,42.25,36.200000000000003,31.05,38.79,38.799999999999997,28.9,30.45,38.1,32.89,30.8,33.6,37.700000000000003,35.450000000000003,27.65,30.05,27.4,22.75,34.549999999999997,34.340000000000003,21.9,17.95,20,18.75,15.66,17.96,16.71,15.05,17.649999999999999,14.3,17.3,19.5,20.9,14.7,18.2,23.55,23.45,20.350000000000001,17.11,16.600000000000001,22.7,25.45,21.55,16.46,16.600000000000001,15.55,11.25,11,16.8,17.809999999999999,12.65,12.8,16.3,9.4600000000000009,7.8100000000000005,13.41,10.65,4.5,9.5,9.75,7.5,4.4499999999999993,5.3599999999999994,9,5.6,10.559999999999999,14.7,18.600000000000001,16.8,14.26,12.5,11.25,8.6,8.4499999999999993,9.11,6,6.1,4,0.75,5.9499999999999993,2.5,0.44999999999999929,0,0,0,0,6.1999999999999993,12,10.65,5.8000000000000007,0.85999999999999943,0,0,6.75,9,5.9499999999999993,11.5,10.35,3.5,0,0,0,0,0,0,8.65,7.1999999999999993,5.4,4.1500000000000004,2.5,0,4.9000000000000004,2.9499999999999993,0.14999999999999858,0.75,0,0,0,0,0,0,0,0.60999999999999943,0,1.4499999999999993,1.6499999999999986,0,0,0,5.0000000000000711E-2,0,0,3,5.0500000000000007,0.60999999999999943,0,0.10999999999999943,1.8000000000000007,2.5,1.1999999999999993,0,0,0,1.75,0,0,0,0,0,0,0.75,1.6099999999999994,0,0,0,0,0,0.19999999999999929,0,0,0,0,0,0,0,0,0,0,0,0,0,1.8000000000000007,2.5500000000000007,0,0,0,0,0,1.0500000000000007,0.69999999999999929,0,0,0,0,0,0,0,0.75,1,5.0000000000000711E-2,0,0.89999999999999858,1.75,3,3.1500000000000004,0,0,0,0,0,0,0,0,0,0,0,0,1.1099999999999994,2.4499999999999993,4.8499999999999996,6.4499999999999993,4.0500000000000007,0.75,0,0,0,2.3499999999999996,5.65,4.9000000000000004,3.5500000000000007,2.1999999999999993,0.60999999999999943,0,1.8999999999999986,2.6500000000000004,0,0.69999999999999929,4.3000000000000007,8.4499999999999993,8.6999999999999993,10.15,6.25,4.6999999999999993,6.15,4.5,8.56,8.56,9.56,4.1500000000000004,0,3.9000000000000004,10.35,8.65,10.4,15,16.86,12.75,2.1999999999999993,2.9000000000000004,6.9499999999999993,11.9,6.0500000000000007,11.1,12.15,10.95,5.85,9.1999999999999993,13.8,13.85,9.35,10.1,4.4000000000000004,5.1099999999999994,1.1999999999999993,5,11.9,14.26,13.91,12.9,10.15,8.4,13,15.46,7.9499999999999993,7.5,10.5,3.5999999999999996,8.4,14.05,15.75,20.34,20.9,18.14,15.96,6.75,3.6999999999999993,16.2,20.9,17.649999999999999,13.85,14.95,14.85,17.25,17.55,16.649999999999999,19.25,15.85,11,12,11.3,13.36,11.35,7.0500000000000007,12.1,12.85,12.95,18.3,21.7,19.34,11,9.5,7.8000000000000007,8.65,11.559999999999999,16.86,15.5,20.04,17.3,16.899999999999999,18.3,20.2,18.7,21.95,30.35,28.55,22.3,19.649999999999999,18.190000000000001,12,18.2,27.35,23.95,26.89,23.25,18,17.95,20.350000000000001,28.25,27.8,27.939999999999998,25.8,26,26.65,24.85,16.55,14.85,18.899999999999999,18.5,23.55,18.75,11.2,15.75,18.39,10.199999999999999,17.45,20.54,17,15.66,14.85,19.25,25.3,30.8,27.75,35.25,35.5,26.5,19.5,25.75,29.1,17.25,11.309999999999999,16.5,20.100000000000001,19.09,17.600000000000001,19.55,25.25,18.75,9.0500000000000007,16.96,23.75,25.15,25.4,23,22.09,22.45,11.05,6.25,4.5999999999999996,8.85,15.5,12.45,12.059999999999999,9.81,10,8.31,11.05,15.9,19.850000000000001,18.39,18.2,13.61,12.6,14.2,16.309999999999999,15.71,9.65,11.65,16.100000000000001,12.7,4.8000000000000007,11.25,18.100000000000001,22.09,23.95,23.69,15.45,14.7,16.96,22.2,22.8,13.1,17.3,16.96,13.41,8.75,6.65,4,4.4000000000000004,8.9,9.31,8.2100000000000009,5.65,9.25,11.15,8.15,14.65,12,11.6,10.35,11.05,9.1999999999999993,10.199999999999999,10.199999999999999,8.75,5.75,4.5,6.4,8.6,9.5500000000000007,8.36,2.75,1.1499999999999986,2.5,10.25,13.41,8.8000000000000007,5.1999999999999993,6.6999999999999993,6.9499999999999993,5.0999999999999996,2.3000000000000007,2.9000000000000004,1.3999999999999986,0.75,0,0,0,0,0,0,0,0,0,0,0,0,0,4,6.9,6,2.9000000000000004,0,1.0500000000000007,3.4499999999999993,2.1500000000000004,0.80000000000000071,0,0,0,0,0,0.44999999999999929,0,0.46000000000000085,0,0,0,0,0,1,1.9499999999999993,1.3000000000000007,0.44999999999999929,0.10999999999999943,0,0,0,0,0,0,0,0,0,0,0,0,0,5.0000000000000711E-2,0,0,0,0,0,0,0,0,0,0,0,0,0,0,0,0,0,0,0,0,0,0,0,0,0,0,0,0,0,0,0,0,0,0,0,0.55000000000000071,0,0,0,0,0,0,0,0,0,0.35999999999999943,1.25,1.9499999999999993,1.1499999999999986,0,0,0,0,0,0,2.9499999999999993,3.1999999999999993,0.30000000000000071,1.6099999999999994,3.5,1.6099999999999994,0,0,0,0,0.39999999999999858,0,1.1999999999999993,5.9499999999999993,6.5500000000000007,4.9000000000000004,3.6999999999999993,3.6099999999999994,2.9000000000000004,3.5500000000000007,4.0500000000000007,3.25,4.3000000000000007,3,2.5999999999999996,0,1.9499999999999993,6.85,10.1,11.35,9.1,3.9000000000000004,9.85,10.9,7.5500000000000007,0,0,1.2100000000000009,3.9499999999999993,5.9499999999999993,11,12.55,9,9.85,14.85,17.91,16,14.45,4.1999999999999993,14.25,14.85,7.25,2.0500000000000007,8.4,12.7,8.1999999999999993,10.6,9.6999999999999993,9.56,14.05,12.059999999999999,14.3,16.559999999999999,10.4,11.55,11.7,12.1,13.2,5.1099999999999994,9.75,17.7,17.55,18.55,21.6,14.95,13.5,14.85,14,12.75,9.85,9.15,14.45,14.55,15.25,16.21,16.91,17.75,16.8,19.95,23.25,24.1,22.25,17.95,23.6,27.4,31.05,28.85,20.95,28.7,32.65,27.04,20.25,16.96,17.100000000000001,15.6,18.5,14.41,16.649999999999999,18.850000000000001,17.95,20.25,17.350000000000001]
["Hydro Ottawa (Ottawa and Casselman)","OttawaSouth",40.85,42.5,43.1,32.049999999999997,23.15,22.45,34.299999999999997,31.4,29.6,26.85,17.11,16.600000000000001,15.71,18.54,20.8,23.95,21.05,24.25,24.1,33.950000000000003,41.55,40.15,39.799999999999997,35.6,30.6,38.39,32.5,34.6,31.8,28.1,22.3,27.1,24.45,28.85,28.35,31.64,33.049999999999997,28.8,29,27.5,30.85,35.75,35.14,30.55,26.689999999999998,27.25,31.89,33.1,28.7,20.75,21.2,16.399999999999999,17.75,21.25,28.1,30.95,31.95,30.8,34.700000000000003,28.2,33.549999999999997,35.64,33.450000000000003,31.1,33.39,27.85,22.25,26.4,19.54,15.85,25.15,31.4,20.9,21.3,31.85,31.95,26.4,21.75,17.600000000000001,20.149999999999999,20.7,29,29.75,26.05,27.6,27.25,17.600000000000001,17.05,16.899999999999999,15.46,17.809999999999999,15.85,17.3,17.2,15.71,15.35,14,14.35,15.96,10.199999999999999,11.25,9.9499999999999993,11.85,3.5,17.96,21.8,16.96,12.6,14.1,10.85,4.0500000000000007,9.4,12.25,12.2,11.65,12.85,10.4,7.5500000000000007,8.35,11.85,5.9499999999999993,6.6999999999999993,6.0500000000000007,10.35,8.56,9.4,9.4499999999999993,6.65,3.6099999999999994,0.94999999999999929,2.0999999999999996,2.4499999999999993,5.15,0,0,3.9499999999999993,8.31,8.9499999999999993,4.0500000000000007,2.6500000000000004,2.9000000000000004,0.14999999999999858,3.0999999999999996,1.3000000000000007,1.75,0,1.8599999999999994,5.0999999999999996,4.4000000000000004,0.69999999999999929,1.6499999999999986,1.8599999999999994,0,0,3.25,3.5,1.1499999999999986,0,0,0,0,0.75,1.1999999999999993,0,4,1.25,2.1999999999999993,0,0,0,1.3999999999999986,5.0000000000000711E-2,0,0,0,0,0,0,0,0,0,0,0,0,0,0,0,0,0,0.14999999999999858,0.94999999999999929,0,0,0,0,0,0.19999999999999929,1.5500000000000007,0,0,0,0,0,0,0.44999999999999929,0,0,0,1.6099999999999994,1.9499999999999993,1.4499999999999993,0.80000000000000071,0,0,0,0,0,0,0,0,0,0,0,0,0.25,4.25,4.1099999999999994,2.9499999999999993,1.3999999999999986,3,2.3000000000000007,0,0,0,0,0,0,0,0,1.8000000000000007,1.5,0,0,0,0,0,0,0,1.8000000000000007,2.9000000000000004,0.89999999999999858,0.39999999999999858,0,2.3000000000000007,7.6999999999999993,9.6999999999999993,8.9499999999999993,6.25,5.4499999999999993,7.25,10.6,11.2,4.5500000000000007,1.6499999999999986,10.25,6.3000000000000007,3.0999999999999996,1.4499999999999993,0,0,0,2,6,3.25,3.4000000000000004,1.6499999999999986,6.6,9.56,8.1999999999999993,3.5,6.65,11.5,11.75,11.25,11.25,9.4,0,0,1.9600000000000009,3.0999999999999996,9.4,15.05,15.8,12.3,9.15,8.85,7.15,10,10.3,11.25,8.81,8.1999999999999993,14.35,15,14.3,15.5,14.76,8.15,10.15,12.7,16.5,16.600000000000001,15.3,14.85,10.85,13.6,18.7,20.6,21.05,18.5,18.64,22.69,24.55,21.4,25.3,19.600000000000001,12.2,5.6999999999999993,14.35,20.100000000000001,21.59,25.05,24.15,13.2,22.1,30.05,21.25,26,28.65,21.25,28.25,27.689999999999998,21.3,19.55,21.5,22.55,22.19,18.899999999999999,18.75,18.850000000000001,17.899999999999999,20.65,27.439999999999998,28.7,27.65,25.55,20.75,16.05,12.75,14.4,13.9,15.56,25.15,31.75,28.7,23.55,27.8,30.55,23,33.25,35.200000000000003,37.64,37.14,29.05,31.15,26.6,29.3,39.049999999999997,37.950000000000003,30.9,30.5,38.9,23.4,26.15,35.89,33.75,31.75,23.9,21.5,29.8,36.85,31.35,31.4,31.5,31.05,37.549999999999997,35.1,36.89,34.89,26.85,36.75,33.35,30.95,33.450000000000003,31.8,26.85,32.200000000000003,33.549999999999997,40.799999999999997,35.14,36.85,39.700000000000003,37.6,32.950000000000003,34.450000000000003,36.6,33.64,27.6,39.200000000000003,35.700000000000003,33.1,36.1,35,30.05,28,27.45,30.35,21.55,33.25,33.25,24.95,22.45,18.690000000000001,15.85,15.4,23.65,24.94,20.85,19.850000000000001,19.55,21,25.65,25.5,20.34,22.25,29.65,29.4,24.6,20.04,15.65,22.39,24.85,21.25,15.6,19.45,20.3,11.809999999999999,9.56,19.2,19.95,19.8,15.75,17.75,15.41,10.25,12.8,8.4600000000000009,6.5500000000000007,7.6099999999999994,10.6,9.5500000000000007,4.0999999999999996,8.25,11.85,11.2,9.5,11.95,14.7,16.399999999999999,14,11.35,8.1,5.5,5.25,5.75,3.25,3.6099999999999994,0.10999999999999943,0,4.1999999999999993,3.5500000000000007,0,0,0,1.4499999999999993,8.06,2.75,6.8000000000000007,7.5,5.1999999999999993,0.94999999999999929,0.75,0,0.14999999999999858,8.31,4.5999999999999996,12.65,10.46,0,1.4600000000000009,0,0,1.25,0.44999999999999929,0,7.4,5.25,6.85,5.0999999999999996,1.3599999999999994,0,4.9499999999999993,4.1999999999999993,0,2.0500000000000007,0,0,2.3000000000000007,0,0.10999999999999943,0,0,2.4000000000000004,0,2.9499999999999993,1.6600000000000001,0,0,0,0,1,0.35999999999999943,0.94999999999999929,3.8000000000000007,0.46000000000000085,0,0.55000000000000071,1.8999999999999986,1.1099999999999994,5.0000000000000711E-2,0,0,0,0,0.10999999999999943,0,0,0,0,0,2.3499999999999996,1.1499999999999986,2.3000000000000007,0,0,0,0,0,0,0,0,0,0,0,0,0,0,0,0,0,0,0,0,0.10999999999999943,0,0,0,0,0.55000000000000071,0,0,0,0,0,0,0,0,0,0,0,0,0.14999999999999858,0.55000000000000071,1.6099999999999994,2.4000000000000004,0.44999999999999929,0,0,0,0,0,0,0,0,0,0,0,0.35999999999999943,0,3.6500000000000004,1,0,0,0,0,0,5.0000000000000711E-2,5.4499999999999993,4.9499999999999993,3,1.6099999999999994,2.6999999999999993,6.35,6.6999999999999993,4.8000000000000007,0,0.39999999999999858,7.6999999999999993,8.81,10.1,9.9,7.85,6.35,6.25,6,11.05,11.45,12.2,4.75,0.60999999999999943,3.4499999999999993,11.7,11.45,10.55,17.3,20.25,16.91,6.0500000000000007,10.809999999999999,8.6999999999999993,14.7,13.95,11.6,15.96,13.91,13.3,8.1,16.350000000000001,17.66,8.56,9.15,8.35,9.8000000000000007,5.3000000000000007,3.8000000000000007,12.2,15.71,12.3,15.15,9.35,9.1,14.25,19.2,15,16.21,18.5,15.1,5.8000000000000007,14.5,17.3,16.95,21.990000000000002,23.25,21.05,12.8,11.6,22,22.39,22.59,22.1,16.55,16.100000000000001,14.95,13.059999999999999,13.8,16.149999999999999,17.55,13.16,9.56,7.4499999999999993,12.1,16.350000000000001,15.85,13.45,18.399999999999999,14.25,16.7,20.65,23.15,16.8,14.85,12.45,7.9499999999999993,15.1,19.05,21.05,26.689999999999998,27.85,25.6,21.7,20.29,21.9,26.439999999999998,35.1,34.049999999999997,24.6,22.4,23.5,17.16,17.55,28.55,27.3,31.2,28.9,29.05,24.6,30.2,30.1,32.1,27.5,30.25,26.9,30.25,30.05,22.15,18.64,24.1,21.3,24.05,26.439999999999998,17.71,15.46,22.9,16.649999999999999,18.64,23.6,19.350000000000001,22.39,25.35,25.4,26.5,35.200000000000003,31.6,41,42,35.85,25.15,25.15,32.549999999999997,28.95,15.85,22.34,30.5,30.2,21.1,22.05,30.1,24.44,21.240000000000002,24.3,32.299999999999997,29.85,34.89,30.65,27.1,22.39,16.559999999999999,14.7,11.85,13.8,17.61,14.3,13.85,17.2,15.3,12.7,12,19.850000000000001,22.89,22.15,19.899999999999999,19.54,17.45,22.59,21.85,19.7,13.809999999999999,14.5,16.3,14.9,8.81,10.35,17,25.3,23.25,23.6,20.09,13.95,19.899999999999999,22.35,21.55,15.1,16.25,17,14.8,11.75,8.7100000000000009,5.3000000000000007,8.1999999999999993,9.9499999999999993,9.6999999999999993,6.9,8.31,12.4,13,13.75,12.35,15.45,14.75,13.1,10.050000000000001,10.25,12.15,10.3,8.81,4.3000000000000007,4.0500000000000007,2.6099999999999994,11.8,12.6,8.6999999999999993,4.75,0.85999999999999943,1.1499999999999986,6.15,11.35,10.55,10.4,6.6999999999999993,4.0500000000000007,3,0.85999999999999943,0,0,0,0,0,0,0,0,0,0.60999999999999943,0,0.14999999999999858,0,0,0.69999999999999929,0,1.8000000000000007,7.25,4.6500000000000004,4.8000000000000007,5.35,5.75,3,2.6500000000000004,0,0,0,0,0,0,0,5.0000000000000711E-2,0.55000000000000071,0,0,0,0,0,0,0,0,1.0500000000000007,0,0,0,0,0,0,1.0500000000000007,1.0500000000000007,0,0,0,0,0,0,0,0,0.44999999999999929,0,0,0,0,0,0,0,0,0,0,0,0,0,0,0,0,0,0,0,0,0,0,0,0,5.0000000000000711E-2,0,0,0,0,0,0,0,0,1.3999999999999986,0,0,0,0,0,0,0,0,0,1,3.6500000000000004,3.1500000000000004,0.75,0.19999999999999929,0,0,0,0,0,2.9499999999999993,2.1999999999999993,0,4.3499999999999996,6.75,4.4000000000000004,2.9000000000000004,0,0,0,0,0,5.5,6.8599999999999994,8.1,8.3000000000000007,2.75,3.3000000000000007,4.6999999999999993,3.75,3.9000000000000004,4.25,3.1999999999999993,4.5999999999999996,3.5500000000000007,3.6999999999999993,1.9499999999999993,5.9,11,12.2,9.1999999999999993,5.9499999999999993,9.85,13.85,9,2.0500000000000007,6.4499999999999993,1.8999999999999986,6.1099999999999994,8.6999999999999993,10.6,13.809999999999999,11.7,14.15,15.35,18.190000000000001,18.190000000000001,15.96,13.3,14.95,18.14,14.95,7.35,10.199999999999999,17.36,11.559999999999999,14,13.41,8.9499999999999993,14.1,13.66,12.25,17.05,10.4,11.1,11.95,11.8,13.15,13.15,12.1,18.14,21.35,20.149999999999999,22,20.55,18.2,17.600000000000001,20.149999999999999,20,18.600000000000001,14.6,12.6,15.3,17.46,21.1,22.3,20.2,17.05,19.79,25.35,28.8,27.35,22.3,20.8,25.5,33.65,40.200000000000003,31.1,31.64,38.75,28.25,18,18.75,18.2,16.600000000000001,23.09,21,15.55,23.05,23.2,26.25,29.85]
["Innpower Corporation (Innisfil and South Barrie)","Barrie",36.39,40.6,39.9,25.55,21.09,27.29,37.450000000000003,33.14,30.45,23.5,15.5,18.7,15.91,18.54,21.65,24.85,24.94,24.15,24.3,32.049999999999997,43.29,44.75,42,38.6,31.55,36.700000000000003,30.95,35.549999999999997,33.5,29.2,26.85,27.1,26.25,31.95,32.299999999999997,32.450000000000003,34.1,30.7,31.65,33.89,33.200000000000003,37.700000000000003,36,30.15,25.65,30.25,32.049999999999997,35.549999999999997,24.75,23,23.75,17.5,20.75,24.15,29.9,32.14,33.299999999999997,33.75,40.1,27.9,33.700000000000003,38.14,36.200000000000003,32.700000000000003,34.700000000000003,26.6,23.5,26.6,19.04,15.75,26.2,32.75,18.850000000000001,23.45,35.5,34.049999999999997,23.45,18.350000000000001,18.8,20.149999999999999,22.09,31.85,32.049999999999997,30.45,32.5,27.75,14.5,17.45,18.2,16.5,15.1,19.14,20.149999999999999,15.85,19.399999999999999,18.29,17.05,14.8,16.05,9.25,13,13.1,7.6999999999999993,9.35,21.75,24.15,16.05,14.45,13.8,11.6,4.25,11.95,15.95,14.61,11.75,13.95,11.6,10.5,11.25,12,8.4499999999999993,9.9499999999999993,12.1,13.36,11.25,11.15,9.35,4.4499999999999993,0.89999999999999858,6.5500000000000007,4.75,2.6999999999999993,0.19999999999999929,4.4000000000000004,4.25,13,12.1,9.6,6.0500000000000007,5.75,3.1099999999999994,5.6999999999999993,6.3599999999999994,3.9000000000000004,0,0,0,4.9499999999999993,5.4499999999999993,2.6500000000000004,3.6500000000000004,2.0500000000000007,0,5.0000000000000711E-2,4.0500000000000007,6.35,3.5,3.25,3.4000000000000004,0,0,0,0,3.3499999999999996,6.1,3.75,0,0.75,0,1.8599999999999994,4.1999999999999993,1.6499999999999986,1.25,0.5,0,0,0,0,0,0,0,0,0,3.8599999999999994,3.0500000000000007,0,0,0,0.19999999999999929,4.1500000000000004,3.5999999999999996,1.5500000000000007,0,0,1.5500000000000007,0.30000000000000071,3.9499999999999993,2.6500000000000004,2.0500000000000007,0.75,0,0,0,0.55000000000000071,2.25,1.5500000000000007,0,0,2.3599999999999994,3.5,2.8000000000000007,2.5500000000000007,0,0,0,0,0.10999999999999943,1.25,1.3000000000000007,2.25,0.69999999999999929,0,0,0,4.8499999999999996,7.1999999999999993,2.9000000000000004,4.4000000000000004,2.25,3.8000000000000007,3.1500000000000004,0,0,0,0,0,0,0,1.75,3.4499999999999993,3.3499999999999996,0,0,0,0.64999999999999858,0,0,0,3.1500000000000004,3.9499999999999993,2.9499999999999993,0.44999999999999929,1.25,3.0500000000000007,7.25,9.75,7.8100000000000005,6.5500000000000007,7.8100000000000005,6.3000000000000007,10.7,9.9,3.6500000000000004,3.9499999999999993,9.1,4,3.6999999999999993,3.4499999999999993,2.3599999999999994,2.1500000000000004,2.3599999999999994,2.5,1.5,4.4499999999999993,2.1999999999999993,0.60999999999999943,9.75,11.35,6,5.1099999999999994,10.4,11.55,12.2,12.45,12.55,7.8100000000000005,0.35999999999999943,2.75,4.8499999999999996,4.9000000000000004,11.9,14.25,11.75,11.9,11.5,10.6,11.55,7.4499999999999993,10.4,14.05,5.3599999999999994,12.05,15.3,15.75,18.5,17.2,12.95,8.75,13.7,14.41,18.95,17.5,16.25,13.95,4.25,14.65,18.149999999999999,16,19.45,16.649999999999999,16.25,13.7,23.35,20.350000000000001,23.95,15.71,6.6999999999999993,9.15,16.21,15.7,15.85,16.86,18,18,18,18,18,26.439999999999998,20.190000000000001,19.14,24.8,20.65,18.29,23.05,24.4,21.45,18.149999999999999,17.3,17.36,17.3,18.05,22.75,26.25,24.8,19.45,20.04,17.559999999999999,12.25,14.3,15.15,13.2,17.809999999999999,24.25,29.15,28.35,24.45,29.05,27.689999999999998,22.45,31.3,31,37.64,33.5,29.45,31.45,26.689999999999998,30.45,38.6,32.700000000000003,28.14,30.05,26.8,16.7,26.65,34.14,33.85,29.5,22.84,22.7,32.049999999999997,34.14,30.45,30.45,25.05,31.4,32.549999999999997,30.1,35.200000000000003,31.05,26.5,34.799999999999997,27.8,27.1,31.25,31.45,29.8,28.75,32.5,37.6,34.700000000000003,43.25,41.3,34.29,34.64,38.65,38.049999999999997,34.14,31.4,38.799999999999997,34.1,34.799999999999997,37.14,37.64,33.9,30.75,31.14,30.15,26.8,36.200000000000003,35.1,25.35,22.64,17.46,16.5,16.399999999999999,20.7,18.149999999999999,16.899999999999999,18.399999999999999,14.5,19.149999999999999,24.55,24.35,17,20.65,29.3,29.4,24.9,20.9,16.2,24.35,26.6,21,17.41,19.54,18.399999999999999,8.6999999999999993,13,18.739999999999998,19.55,15.6,13.5,17.25,13.75,10.65,14.25,10.55,8.1,10.4,10.5,8.75,7.1999999999999993,9.4499999999999993,11.25,8.65,12.9,15.5,19.3,17.7,15.71,12.95,10.7,8.81,6.8000000000000007,7.15,5.75,5.3000000000000007,1.8599999999999994,3.3000000000000007,7.9600000000000009,5.75,2.75,0,0,1.6999999999999993,1.6499999999999986,7.3599999999999994,9.9499999999999993,9.4,7.15,5.1999999999999993,2.9000000000000004,0,9.1,11.5,6.3599999999999994,13.7,8.8000000000000007,0.89999999999999858,0,0,0,1.6099999999999994,0.14999999999999858,1.25,9.9499999999999993,6.6,5.5,5.4499999999999993,4,0.64999999999999858,5.75,4.9499999999999993,0,1.4499999999999993,5.0000000000000711E-2,1.6999999999999993,3.9499999999999993,0,0.89999999999999858,0,0.89999999999999858,2.8000000000000007,0.60999999999999943,4,3,0,0,1.3000000000000007,1.6099999999999994,3.25,1.6999999999999993,2.9499999999999993,4.4000000000000004,0,2.3599999999999994,2.1999999999999993,3.6999999999999993,3.5500000000000007,1.1499999999999986,0,0,0,2.0500000000000007,0.30000000000000071,0,0,0,0,0,3.4499999999999993,2.4000000000000004,2.6999999999999993,0,0,0,0,1.75,1.6099999999999994,0,0,0,0,0,0,0,0,0,0,0,1,2.1999999999999993,1.3999999999999986,0.25,1.4499999999999993,0.75,1,0,2.25,0.21000000000000085,0,0,0,0,0,0,0,3.1500000000000004,2.4499999999999993,1.3599999999999994,0,3.1500000000000004,3.4499999999999993,4.0999999999999996,3.25,2.5999999999999996,0,0,0,0,0,0,0,0,0,0,1.3000000000000007,1.8999999999999986,1.1499999999999986,5,7.5500000000000007,3.3000000000000007,0,0,0,0.75,1.9499999999999993,5.9,5.5500000000000007,4.9000000000000004,3.1500000000000004,1.8599999999999994,2.0999999999999996,2.75,3.1999999999999993,0,1.8000000000000007,8.5,10.25,10.65,10,7.35,7.0500000000000007,7.85,7.9600000000000009,10.5,9.35,10.6,2.9499999999999993,2.5,5.6999999999999993,11.75,9.4,13.6,16.899999999999999,18.2,12.85,5.5500000000000007,8.5,11.25,14.7,8.36,13.75,14.3,13.95,8.11,9.85,16.309999999999999,16,9.15,7.3000000000000007,5.8599999999999994,6.4,3.8499999999999996,7.0500000000000007,12.35,14.5,13.95,14.65,11.65,10.9,14.6,16.91,12.05,13.2,13.65,8.9499999999999993,9.35,14.5,17.559999999999999,23.6,25.7,20.95,19.350000000000001,7.9,11.85,20.6,19.350000000000001,18.739999999999998,16.3,16.95,17.149999999999999,14.7,18,18.59,16.350000000000001,14.8,12.15,12.15,10.3,15.71,13.6,8.9,14.5,16.55,14.35,19.350000000000001,21.9,18.34,14.5,11.1,11.15,9.35,13.16,19.899999999999999,20.55,26.1,22.84,17.899999999999999,18.89,20.85,21.1,25.7,37.049999999999997,33.549999999999997,26.25,23.4,21.740000000000002,15,19.350000000000001,28.85,27.1,31.5,25.3,19.8,21.990000000000002,26.8,33.85,32.65,26.75,30.65,29.89,30.8,29.15,19.350000000000001,16.899999999999999,22.65,19.649999999999999,26.05,21.75,17.2,16.25,19.09,12.35,19.440000000000001,22.09,19.600000000000001,18.05,19.399999999999999,23.05,28.95,35.35,32.6,44.25,41.95,27.5,21.25,27.4,32.950000000000003,21.45,14.3,19.399999999999999,24.8,23.25,20.25,23.95,28.7,21.05,14.1,20.490000000000002,30.3,33.15,31.65,26.79,26.25,25.35,14.75,13.25,7.65,14.41,17.25,12.91,13.3,13.95,12.45,13.1,15.55,19.25,21.9,20.8,20.149999999999999,19.940000000000001,17.95,20.5,21.55,22.15,14.3,14.95,18.75,15.16,9.31,13.25,19.3,23.8,24.4,25.6,18.05,17.41,22.59,23.65,22.84,13.309999999999999,17.95,17.46,15.51,11.7,7.75,6.4499999999999993,4.4499999999999993,9.5,10.95,7.8000000000000007,9.85,13.55,13.05,15.75,13.6,15.5,14.1,12.15,11.55,11.35,10.25,9.1999999999999993,8.15,7.1099999999999994,5.8000000000000007,8,12.15,13,10.1,6.35,4.6500000000000004,5.5500000000000007,12.2,15.15,11.9,10.35,9.7100000000000009,5.85,6.0500000000000007,2.25,4.1500000000000004,3.3499999999999996,2.6500000000000004,0,0,0,0,0,0.39999999999999858,3.1999999999999993,1.8599999999999994,0,1.8000000000000007,1.7100000000000009,0,2.5,4.8499999999999996,9.75,7.9,5.75,0,4.8000000000000007,6.65,6.25,3.4000000000000004,0,0,0,0,0,1.75,3.75,2.6999999999999993,1.1999999999999993,0,0,0,1.8000000000000007,1.3000000000000007,1.6099999999999994,4.0999999999999996,2.4000000000000004,0.85999999999999943,0,0,0,0,0,0,0,0,0,0,0,0.10999999999999943,2.6500000000000004,2.1099999999999994,0,1.6499999999999986,0.96000000000000085,0,0,0,0,0,0,0,0,0,0,0,0,0,0,0,0,0,0,0,0,0,0,0,0,0,0,0,0,0,0,0,0,3.4499999999999993,0,0,0,0,0,0,0,0,0,1.6099999999999994,3.6999999999999993,3.1999999999999993,2.5500000000000007,0.5,0,0,0,0,0,5.3000000000000007,3.25,1.5500000000000007,4.9000000000000004,5.9499999999999993,4.4000000000000004,0,0,0.5,0.89999999999999858,1.75,0.35999999999999943,5.5,7.8100000000000005,9,5.9,5.25,2.5500000000000007,3.5999999999999996,2.0500000000000007,4.6500000000000004,1.6499999999999986,4.3599999999999994,1.5,1.8599999999999994,1.1499999999999986,1.75,7.5500000000000007,13.16,13,10.55,5.6999999999999993,9.81,10.7,5.4,4.4000000000000004,5.5500000000000007,0,5.1999999999999993,6.8000000000000007,11.9,13.75,13,13.6,15.55,18.190000000000001,17.559999999999999,15.1,5.15,15.8,17.3,9.35,7.15,10.15,13.55,7.5500000000000007,12.9,10.3,9.35,15.96,10.85,14.8,15.05,11.95,11.25,12.75,13.15,14.26,7.75,11.3,19.600000000000001,20.399999999999999,22.09,22.7,18.2,14.95,15.46,17.36,15.05,9.75,11.85,13.2,16.05,19.7,21.990000000000002,17.36,17.5,17.3,20.8,27.4,28.04,23.8,21.6,22.55,26.5,33.35,32.700000000000003,22.9,26.85,31.39,24.2,19.100000000000001,18.8,19.25,16.86,21.34,18.45,17.8,21.65,18.7,22.45,20.190000000000001]
["Kashechewan Power Corporation (Kashechewan First Nation)","FortAlbany",51,48.8,42.7,29.9,40.450000000000003,44.05,41.85,41.1,33.89,21.25,20.100000000000001,23.25,21.05,34.15,41.3,37.64,34.29,36.89,37.1,46.5,48.1,47.75,44.05,36.950000000000003,41.9,45.75,46.95,40.700000000000003,39.15,30.95,37.299999999999997,37,39.9,38.049999999999997,38.700000000000003,38.14,34.200000000000003,34.799999999999997,38.75,40.79,40.700000000000003,34.85,32,43.25,36.89,37.85,38.39,35.1,24.8,22.05,30,25.19,26.85,33.15,36.25,43.65,44.3,45.6,46.85,41,42.15,42.54,45.65,43.9,33.15,31.55,35.450000000000003,30.8,30.5,34.39,41.95,38.75,31.65,38.200000000000003,40.65,40.1,38,29.45,26.85,26.6,31.4,36.85,30.75,39,34.450000000000003,26.3,31.35,29.45,23.55,23.35,18.850000000000001,19.75,26.15,26.75,25.85,22.59,16.8,28.15,26.189999999999998,16.149999999999999,24.15,27.25,24.1,25.7,32.14,30.55,28.25,20.04,21.9,13.61,15.35,19.95,21.8,21.65,23.6,22.2,21.8,20.350000000000001,13.95,12.5,13.25,12.85,15.6,17.25,17,16.86,13.11,14.76,10.35,10.6,15.9,14.55,11,10.199999999999999,17.45,17.3,14.7,9.6,14.3,13.4,8.1999999999999993,6.5,6.6999999999999993,4.5,0,8.5,9.56,11.2,12.4,11.05,0,5.3000000000000007,9.75,2.8499999999999996,11.5,11.95,7.1999999999999993,3.5500000000000007,5.75,5.4499999999999993,0,0,0.96000000000000085,6.6,7.6,5.65,0,0,11.8,10.8,9.5,6.0500000000000007,4.4499999999999993,4.9499999999999993,12,10.85,7,0,0,0,0,0,7.15,6.8000000000000007,3,0,5.5500000000000007,5,5.75,6.6999999999999993,2.9499999999999993,0,0,0,5.9499999999999993,7.4,6.1999999999999993,2.8000000000000007,0,0,0,0,2.9000000000000004,4.9499999999999993,2,1.6999999999999993,6.85,7.35,6.15,5.35,3.8000000000000007,2.75,2.4499999999999993,0.96000000000000085,2.8000000000000007,3.8499999999999996,0.60999999999999943,5.0500000000000007,5,0,0.19999999999999929,0,2.1500000000000004,6.15,6.5,6.15,2.9499999999999993,6.3000000000000007,6.25,4.6099999999999994,0.44999999999999929,1.8599999999999994,0,0,0,4.6500000000000004,0,1.4499999999999993,7.6,4,0.19999999999999929,8.35,8.5,0.19999999999999929,2.6500000000000004,1,5.85,2.1999999999999993,8.9,10.45,2.9000000000000004,5.4,10.35,11.95,10.8,7.1999999999999993,6.4499999999999993,8.1,13.7,15.55,15.45,11.5,8.85,11.25,10.75,9.85,0.60999999999999943,1.6499999999999986,1.1999999999999993,0.69999999999999929,4.8599999999999994,14.7,12.35,7.75,4.0500000000000007,0.64999999999999858,7.9,11.85,9.31,9.5,14.55,14.5,12.55,14.05,7.25,7,12.7,14.45,12.4,11.35,15,16,15,15.05,13.15,10.1,11.35,10.199999999999999,12.6,13.5,12.45,15,18.149999999999999,20.9,22.05,19.25,16.05,15.3,16.8,20.399999999999999,21.65,26.6,29.35,30.85,29.85,22,21.15,27.1,29.05,26.439999999999998,25.35,24.9,30.6,34.700000000000003,31.3,25.85,28.75,19.899999999999999,26.4,37.299999999999997,40,38.799999999999997,31.4,29.15,41.65,35.35,27.75,39.35,30,37.29,38.14,25.35,32.75,38.299999999999997,36,28.05,20.95,21.59,23.3,25.35,29.75,36.200000000000003,34.85,35.64,32,20.45,21.75,21.65,20.95,25.35,28.3,36.950000000000003,44.65,43.65,37.89,37.75,44.79,40.4,43.2,49.75,44.3,45.95,37.950000000000003,41.45,42.35,41.4,43.85,34,34.14,31.55,45.2,40.299999999999997,36.39,42.25,43.1,36.75,31.75,21.8,30.55,41.5,40.1,35.1,27.8,37.1,43.54,44.04,47.5,45.5,42.45,45,43.5,41.45,47.65,49.95,43.6,43.65,39.450000000000003,46.4,48.35,46.55,47.3,40.54,42.8,45.8,46.8,42.25,38.65,46.8,42.6,34.6,40.65,41.6,32.75,29.2,26.8,35.39,30.2,33.549999999999997,38.549999999999997,32.39,34.799999999999997,32.049999999999997,31.1,24.9,31.55,34.700000000000003,29.14,25.55,24.85,22.75,31.75,32.549999999999997,27.189999999999998,23.85,18,37.5,34,26.8,19.149999999999999,31.6,33.200000000000003,25.9,20.29,29.35,34.89,32.1,19.5,30.45,35.299999999999997,33.950000000000003,29.55,32.85,31.14,20.45,19.100000000000001,16.559999999999999,11.75,10.4,19.79,22.05,10.55,18,16.5,17,14.75,13.9,16.760000000000002,20.9,21.05,15.96,15.6,14.7,14.16,14.25,16.559999999999999,13.8,5.8599999999999994,3.1999999999999993,14.6,11,13.5,12.3,2.1099999999999994,15.56,16.399999999999999,16,15.05,11.9,4.75,6.0500000000000007,8.15,5.85,16.2,16.8,14.7,17.5,16.46,10.85,9,12.1,8.1,9.65,14.5,11,17.2,12.7,8.25,2.5500000000000007,5.0500000000000007,12,13.16,6.65,1.6999999999999993,7.25,3.9000000000000004,3.1999999999999993,1.8599999999999994,8.9,10.45,0,0,6.5,0,7.75,6.4,5.0999999999999996,3.6999999999999993,0,8,7.35,7.1999999999999993,0,2.8599999999999994,0,3.0500000000000007,10.1,8.9,3.4000000000000004,2.3000000000000007,1.3999999999999986,0,1,5,0,4.9499999999999993,1.3000000000000007,4.3599999999999994,5.0500000000000007,0,7.25,5.75,1.3000000000000007,0,0.10999999999999943,0,0,5.65,5.9499999999999993,5.1999999999999993,3.4499999999999993,0,0,1.1099999999999994,0,0,0,0,0,0.30000000000000071,4.0500000000000007,3.6500000000000004,5.1999999999999993,5.25,7.3000000000000007,2.6500000000000004,0,0,4.4499999999999993,2.6500000000000004,0.5,1.3999999999999986,0,0,3.5,6,3.9000000000000004,0,1.5,0,0,0,1.75,4.25,1.25,3.9499999999999993,1.9499999999999993,0,1.75,0,6.6,2.8000000000000007,0,0,0,3.1500000000000004,1.1499999999999986,3.75,4.8000000000000007,8.6999999999999993,8.1999999999999993,5.0500000000000007,2.8599999999999994,7.0500000000000007,0,0,4,12.2,5.5500000000000007,0.39999999999999858,4.6999999999999993,9.5,11.9,10.9,4.8000000000000007,0,4,11.1,14.76,14,14.55,13.16,13.6,11.4,7.5500000000000007,14.35,13.6,16.5,16.850000000000001,8.81,3.6099999999999994,11.45,16,15.96,17.3,20.399999999999999,19.8,10.559999999999999,17.510000000000002,19.09,17.3,17.25,14.65,20.2,20.8,17.86,15.1,15.81,17.45,13.25,13.41,12,14.75,16.25,9.06,10,18.14,15.9,12.4,16.46,12.05,18.149999999999999,19.899999999999999,19.04,15.65,18.8,15.9,11.1,10.95,19.8,23.65,25.25,27.5,24.85,20,22.05,33.200000000000003,27.05,25.69,21.05,20.5,21.95,23.75,18.5,13,15.35,20.8,17.75,14.9,15.55,16.899999999999999,20.5,22.55,20.85,22.59,24.1,19.04,24.7,27.1,28.7,28.65,30,23.3,16.350000000000001,27.189999999999998,33.25,38.25,38.75,36,34.6,31.55,26.4,30.45,37,33.799999999999997,24.3,22.89,27.689999999999998,22.65,23.6,32.75,40,39.5,44.75,42.75,44.5,34.450000000000003,38.799999999999997,41.95,31.55,36,31.55,35,30.65,28.3,28.3,35.35,35.64,33.65,41.75,28.7,26.15,36.75,38.79,36.85,36.5,35.75,41,44.5,30.85,31.7,40.25,44.05,48.3,47.4,40.85,27.689999999999998,30.45,39,28.9,23.25,27.6,37.75,36.5,30.6,32,35,34.14,30.65,41.75,36,40.5,44.55,42,37.25,34.799999999999997,25.19,23.09,32.799999999999997,27.3,29.65,20.75,19.59,25.04,15.15,21.1,25.4,24.9,34.14,30.25,24.6,31.65,35.049999999999997,34.54,38.14,33.200000000000003,28.85,30.6,25.9,23.69,16.149999999999999,24.8,31.05,34.14,35.64,35.049999999999997,30.25,30.3,33.4,32.450000000000003,33,25.65,21.95,29.45,26.05,13.91,11.1,10.4,22.34,18.5,17.899999999999999,8.9,19.7,23.3,20.84,24.85,22.75,26.6,23.9,18.09,16.5,16.91,16.149999999999999,14.85,8.9499999999999993,15.2,11.2,17.46,18.89,17.899999999999999,16.899999999999999,16.600000000000001,8.81,4.4499999999999993,10.45,17.600000000000001,18.350000000000001,15.35,12.95,9.1,0.44999999999999929,2,14.5,8.75,0,7.4499999999999993,14.45,11.9,3.1500000000000004,6.6999999999999993,2.1500000000000004,9.4,9,13.2,1.9499999999999993,8.1,10.059999999999999,5.9,8.9499999999999993,14.2,15.25,14.05,11.95,7,11.95,13.66,9.4,7.9,4.1500000000000004,4.6500000000000004,0,0,1.8599999999999994,6.25,8,8.9600000000000009,0,0,0,5.0999999999999996,8.65,3.0500000000000007,5.3000000000000007,6,4,2.6099999999999994,6.3599999999999994,8.4499999999999993,7.25,3,4.5,5.5500000000000007,6,4.3000000000000007,0,0,2,4.8499999999999996,0,0,4.4499999999999993,0,0,0,3.6099999999999994,3.4000000000000004,0,0,0,4.4000000000000004,5.75,3,0.94999999999999929,0,0,0,0,0,0,2.25,1.5,5.5,0.10999999999999943,3.1999999999999993,3.4499999999999993,8.7100000000000009,9.8000000000000007,2.9499999999999993,0,0,1.75,0,0,4.5999999999999996,5.9,1.25,0,4.1099999999999994,6.15,3.1500000000000004,1.0500000000000007,2.0500000000000007,0.25,0.14999999999999858,5.5500000000000007,6.5,7.8100000000000005,0,0,0,2.5500000000000007,7.8100000000000005,8.6,0,7,4.5999999999999996,0.5,9.6999999999999993,8,3.75,4,5.0999999999999996,5.75,0,2.25,7.5,10.309999999999999,12.1,10.75,10.75,7.35,5,5.25,7,6.4499999999999993,6,8.15,11.9,5.6099999999999994,0.44999999999999929,4.4499999999999993,7.8000000000000007,12.5,14.25,12.85,9.25,11.5,16.05,14.25,7.5,10.75,16,12.75,11.5,14.45,15.5,16,16.7,16.25,20.25,17.5,19.2,17.45,15.75,17.25,14.15,11.559999999999999,12.95,17.75,17.149999999999999,16.399999999999999,10.45,3.3000000000000007,12,15.75,13.55,18,15,12.75,15.5,15.75,14,13.75,16.7,18.64,22.55,20.29,19.5,21.35,22.09,21.2,20.8,21,22.44,20.75,17.5,17.3,18.75,21.75,23.55,22.5,23.25,19.350000000000001,24,27.5,31.45,33.450000000000003,34.75,34.5,42.25,46.05,40.85,44.2,46,34.549999999999997,31,31.75,32.25,24,27.6,37.25,32,28,31.85,28.25,34.75,43.4]
["Kenora Hydro Electric Corporation Ltd. (Kenora)","kenora",50.54,46.65,37.200000000000003,40.700000000000003,50,48.95,45.4,44.7,33.700000000000003,25.1,24.94,21.75,31.3,35.89,33.049999999999997,30.7,41.95,33.25,32.200000000000003,43.45,43.75,42.45,43.05,29.85,40.54,42.7,47.1,43.6,37.049999999999997,41.54,40.700000000000003,39.6,38.75,33.6,37.75,39.5,38.14,35.299999999999997,39.25,41.95,39.75,36.35,38.39,36.64,38.950000000000003,32.799999999999997,37,27,22,25.3,24.85,33.35,34.25,35.200000000000003,37.799999999999997,40.9,41.7,46.8,39.1,47.2,43.1,41.04,35.299999999999997,30.95,25.85,29.2,31.65,20.190000000000001,17.11,28.65,33.4,19.95,25.3,35.35,32.15,25.3,23.8,24.4,22.34,28.25,34.6,34.25,32.6,31.9,28.4,23.09,27.5,23.4,17.25,24.85,25.85,24.75,19.95,21.25,18.149999999999999,16.149999999999999,14.35,16.91,11.85,15.71,17.3,17.850000000000001,21.85,27.55,28.3,24.15,21.25,19.34,12.7,13.85,14.45,14.05,12.75,15.6,14.85,14.91,13.2,12,13.45,15.4,11.85,13.45,15.96,16.100000000000001,13.9,11.4,7.85,12.05,11.9,6.9499999999999993,5.15,12.91,14.4,15.5,13,12.1,7.9499999999999993,7.6999999999999993,6.8599999999999994,7.6,9.4499999999999993,6.6099999999999994,1.3999999999999986,0,0,1.5,0.55000000000000071,0,0,0,0,0,3.4000000000000004,2,0,0.30000000000000071,3.5500000000000007,4.1999999999999993,4.9000000000000004,3.6999999999999993,0.14999999999999858,3.3499999999999996,5.8599999999999994,4.4499999999999993,4.9499999999999993,6.6999999999999993,1.8000000000000007,3.8599999999999994,1.3000000000000007,0,0,0,0,0,4.9000000000000004,1.8000000000000007,0,0,0,0,2.75,6.6999999999999993,3.3599999999999994,0.64999999999999858,0,0,0,0,1.6099999999999994,2.1500000000000004,0,0,5.0000000000000711E-2,6.3000000000000007,4.8599999999999994,2.3000000000000007,0.21000000000000085,0,0,0,0,0,0,0,0.89999999999999858,0,0,0.80000000000000071,0,0,0,0,0,0,1,0,0,0,0,0,0,0,0.10999999999999943,0,1.5,0.30000000000000071,0,1,0.85999999999999943,1.3599999999999994,0,0,0,0,0,0,4.0999999999999996,5.9,2.8599999999999994,0.64999999999999858,2.3499999999999996,3.4000000000000004,2.8499999999999996,0.60999999999999943,1.9499999999999993,1.3999999999999986,0.35999999999999943,3.9000000000000004,4,3.0500000000000007,1.5,8.75,9.81,12.2,9.31,8.75,8.1999999999999993,7.9499999999999993,5.4,12.8,9.75,3.0999999999999996,6.0500000000000007,6.35,1.75,0.75,3.6999999999999993,1.3000000000000007,0,0,6.6999999999999993,12.1,9.11,5.5,6.1999999999999993,12.45,15.25,16.55,16.100000000000001,16.100000000000001,14,13.3,14.5,10.5,7.25,7,7.6999999999999993,6.75,5.5500000000000007,13.85,16.3,9,12.7,11.25,7.1,6.3000000000000007,5.0999999999999996,10.95,14.1,10.45,15.4,16.75,19.2,20.5,15.1,14.8,12.05,16.260000000000002,17.86,17.5,17.100000000000001,22.55,25.3,25.75,26.75,24.2,27.15,28.89,30.55,30.2,31.9,29.95,29.95,34.700000000000003,25.8,19.350000000000001,20.149999999999999,28.55,32.25,37.700000000000003,40.29,33.25,31,39.15,40.35,32.549999999999997,36.35,30.1,29.25,31.4,21.9,26.65,30.8,24.4,21.45,19.850000000000001,17.96,17.91,23.9,30.7,30.25,30.05,24.75,21.6,20,18.149999999999999,18,19.649999999999999,22.15,28.64,34.549999999999997,42.05,44.2,42.5,33.89,34.29,36.799999999999997,39.75,47.79,45.4,41.35,42.45,37.75,39.200000000000003,40.4,40.9,43,36.799999999999997,28.8,30.55,35.1,25.05,28.9,31.55,25.5,30.15,26.3,17,25.8,30.8,24.5,22.69,22.8,32.799999999999997,36.1,37.5,44.3,38.549999999999997,36.85,41.65,34.25,34.5,34.14,35.25,30.75,26.75,35.200000000000003,41.25,36.6,44.7,39.15,36.6,41.75,44.45,43.3,32.1,41.25,46.15,36.64,34.549999999999997,40.200000000000003,39.700000000000003,36.14,30.39,32.700000000000003,31.05,32.35,39.700000000000003,37.549999999999997,24.5,24.05,19.649999999999999,18.100000000000001,15.4,19.09,15.25,17.46,14.75,8.81,18.350000000000001,21.3,23.15,18.64,24.44,29.5,24.94,19,16.5,21.3,26.35,25.15,19.649999999999999,14.6,14.6,13.6,10.15,18.8,26.15,25.1,26,20.990000000000002,18,17.61,13.5,14.9,9.1999999999999993,7.4499999999999993,11.35,10.050000000000001,3.8499999999999996,6.35,6.6,10.15,14.55,18.39,20.65,19.45,17.809999999999999,14.16,9.5500000000000007,9.25,6.6099999999999994,10.25,7.0500000000000007,4.6500000000000004,3.5500000000000007,0,6.6,9.5500000000000007,3.9000000000000004,2.8599999999999994,9.4,17.010000000000002,15.25,14.7,15.05,12.35,11.9,8.4499999999999993,7.0500000000000007,4.9499999999999993,10.25,18,11.35,5.25,7.3000000000000007,3.3599999999999994,0,0,0,0,3.0500000000000007,5.1099999999999994,10.199999999999999,11.9,6.8000000000000007,4.6500000000000004,2.4499999999999993,1.1499999999999986,0.5,1.25,2.5500000000000007,0.30000000000000071,0,0,1.1499999999999986,0,0,0,0,4.8000000000000007,3.75,3.1500000000000004,6.1,3.4499999999999993,1.1999999999999993,0.10999999999999943,1.3000000000000007,0,0,0,0,0,0,0,1.8599999999999994,0,0,0,0,0.25,6.1,2.5999999999999996,1.6099999999999994,0.69999999999999929,0,0,0,0,0,0,0,0,0,0,0.64999999999999858,0.85999999999999943,0,0,0,0,0,0,0,1.1499999999999986,0,0,0,0.25,2.4000000000000004,3.5,2.3000000000000007,0.21000000000000085,0,0,0,0,0,0,0,0,0,0,2.8499999999999996,2.4000000000000004,5,3.4499999999999993,0,0.25,6.35,8.31,4.75,4.1999999999999993,0.69999999999999929,0,0,0,0,0,0,0,0,0,0,1.3999999999999986,4.25,6.5,7.15,8.1999999999999993,3.3000000000000007,0,2.8499999999999996,0,0.10999999999999943,3.8000000000000007,5.65,3.4499999999999993,0.80000000000000071,0,6.35,6.65,6.15,2.3599999999999994,0,2,9.9,10.65,5.75,5.4,8.31,8.81,9.65,7.8100000000000005,10.35,13.45,9.4,10,5.3599999999999994,1.9499999999999993,10.9,12.6,8.1999999999999993,15.4,17.7,15.91,10.3,7,14.4,12.65,12.559999999999999,12.559999999999999,11.75,16.46,14.3,12.6,12.1,15.25,14.2,13.7,12.75,12.6,13.05,12.3,14.6,17.45,16.7,10.809999999999999,10.65,11.85,15.2,18.600000000000001,18.899999999999999,13.1,11.25,12.3,11.6,14.65,20.9,25.15,27.85,24.75,20.45,22.8,22.85,29.6,28.89,23.55,23.75,20.29,18.79,22.25,19,16.260000000000002,16.8,18.95,16.71,18.7,19,19.399999999999999,22.69,20.85,18.850000000000001,23.5,26.9,25.15,28.95,32.65,31.35,27.6,26.35,23.2,21.1,30.05,32.75,35.950000000000003,36.25,32.549999999999997,33.549999999999997,33.049999999999997,29.1,27.3,27.5,23.35,23.8,25.3,30.25,27.189999999999998,29.7,40.75,42.2,41.2,41.79,40.700000000000003,38.200000000000003,39.04,43.7,44.95,41.04,38.450000000000003,33.799999999999997,30.85,32,25.8,25.3,24.7,26.189999999999998,24.05,28.6,25.05,18.55,24.35,29.25,30.7,32.6,30.7,30.15,25.2,26.25,35,37.75,40.85,34.75,42.54,41.54,32.950000000000003,25.1,31.35,32.5,20.45,17.95,23.3,31.95,28.95,24.8,28.3,26,22.84,22.6,28.7,37.5,34.5,33.549999999999997,30.64,30.1,26.89,14.95,16.75,17.5,21.25,20.149999999999999,12.85,10.7,11.85,10.75,13.35,18.64,20.9,23.85,22.15,20.54,22.05,22.85,23.85,19.100000000000001,20.84,23,18.100000000000001,15.5,13.45,12.55,15.35,25.19,27.55,25.05,25.94,20,18.600000000000001,20.399999999999999,26.3,25.7,20.95,23.8,21.55,13.35,11.75,4.75,10,16.649999999999999,11.9,8.35,8.25,12.309999999999999,14.76,13.25,12.95,12.1,12.5,11.809999999999999,11.8,10.7,10.45,9.3000000000000007,6.25,7.1999999999999993,9.4,0,2.5500000000000007,6.5500000000000007,7.25,2.0500000000000007,3.4499999999999993,7.8100000000000005,12.6,18,17.05,13.15,9.4499999999999993,7.9,4.1099999999999994,2.4000000000000004,0,0,0,0,0.5,4.1099999999999994,2.1500000000000004,0.55000000000000071,4.5500000000000007,4.9499999999999993,2.8000000000000007,7.15,5.75,6,4,1.5,1.6999999999999993,5.35,7.25,4.8000000000000007,0,0,2.1500000000000004,5.0500000000000007,0.5,0,3.5,0,0,0,0,1.3999999999999986,0.94999999999999929,2.6999999999999993,0,0,0,3.4499999999999993,3.1500000000000004,1.6499999999999986,0,4.5,1.3000000000000007,0.39999999999999858,0,0,0,0,1.1499999999999986,0,0,0,0,0,0.10999999999999943,0.39999999999999858,2.5500000000000007,0.44999999999999929,0,1.25,0,0,0,0,0,0,0,0,0.60999999999999943,0.25,0,0,0,0,0,0,0,0,0,0,0,0.39999999999999858,0,0,0,0,0,0,0,0,0,0,2.4499999999999993,2.5500000000000007,0,0,0,2.3000000000000007,3.1099999999999994,1.8999999999999986,0,0,0.75,2.9000000000000004,2.3000000000000007,0,0,1.0500000000000007,3.1500000000000004,2.3599999999999994,3.3499999999999996,1.6099999999999994,3.5500000000000007,5.15,0.69999999999999929,4.4000000000000004,7.9499999999999993,7.85,3.6999999999999993,0,4.4000000000000004,2.5,4.0999999999999996,3.8499999999999996,6.0500000000000007,6.65,6.4499999999999993,4.0500000000000007,3.5500000000000007,8.4,10,6.5,6.6,5,3.8599999999999994,1.5500000000000007,0.89999999999999858,2.3000000000000007,7.0500000000000007,13.7,14.85,15.45,13.4,9.9,15.2,17.3,14.65,10.050000000000001,8.65,14.15,8.06,13.16,15.2,15.1,13.91,11.45,12.6,13.35,14,14.85,11.5,12.2,15.46,14.6,13.66,13.7,14.4,15.65,9,8.75,4.6999999999999993,7.8100000000000005,11.35,8.9499999999999993,12.3,18.2,11.65,9.6,14.2,12.95,15,16.2,21.09,24.9,22.65,20.84,19.5,18.399999999999999,18.45,18.440000000000001,18.190000000000001,19.850000000000001,16.7,17.350000000000001,19.600000000000001,22.9,26.1,23.9,20.6,19.649999999999999,21.25,24.6,29.14,35.04,37.89,37.5,37.450000000000003,39.5,41.25,40.85,40.200000000000003,44.65,43.95,30.45,23.25,26.5,25.5,24.2,31.4,31.05,28.05,35.1,27.64,29.4,34.700000000000003,33.6]
["Utilities Kingston (Kingston)","Kingston",34.64,40.35,39.200000000000003,28.45,16.86,20.9,32.549999999999997,28.6,25.6,20.7,14.8,16.649999999999999,15.5,17.75,19.25,21.55,19.649999999999999,21.85,21.3,30.4,42.5,41.05,38.299999999999997,34.549999999999997,28.8,31.75,28.05,33.450000000000003,29.95,26.85,21.75,21.14,20.84,25.85,29.1,30.05,33.75,28.25,28.15,31.7,31.25,34.85,35.700000000000003,26.689999999999998,21.45,25.25,31.65,35.450000000000003,24.35,19.600000000000001,21.25,15.25,15.9,21.05,26.35,27.75,31,30.55,34.950000000000003,25.2,30.15,34.700000000000003,32.1,32.200000000000003,32.950000000000003,25.8,20.75,25.3,18.09,15.6,23.5,29.85,18.79,19.54,28.4,29.8,22.2,19.2,16.8,18.25,18,24.75,26.689999999999998,23.45,25.3,23.05,15.35,17.100000000000001,16.899999999999999,16.3,16.95,16.809999999999999,18.850000000000001,15.75,16.3,18.190000000000001,14.1,13.35,15,11,12.3,12.91,5.35,8.35,16.21,21.7,15.9,12.25,13.8,12.3,9.06,8.9499999999999993,11.9,12.059999999999999,11.75,11.4,9.5,8.1,8.31,10.8,8.31,9.65,10.1,10.85,9.56,9.35,9,2.9000000000000004,3.3599999999999994,4.5999999999999996,5.1999999999999993,3.1999999999999993,0.39999999999999858,1.3999999999999986,1.5,8,10.3,10.25,8.9,5.6999999999999993,3.25,1.75,4.3000000000000007,4.8599999999999994,3.4499999999999993,0,0,4.4499999999999993,4,4.0500000000000007,3.4000000000000004,3.4000000000000004,0.14999999999999858,1,2.25,4.6500000000000004,4.6500000000000004,4.3499999999999996,1.5,0,0,0.75,1.5500000000000007,0,3.5500000000000007,3.3599999999999994,1.9499999999999993,0,0,0.80000000000000071,2.25,2.1999999999999993,0.89999999999999858,0.60999999999999943,0,0,0,0,0,0,0,0,0,0,0,0,0,0,0,0.25,2.5999999999999996,2,0.60999999999999943,0,0,0,0,0.64999999999999858,1.8599999999999994,0.14999999999999858,0,0,0,0,0.71000000000000085,0,0,0,2.8000000000000007,2.0999999999999996,0,0,0,0,0,0,0,0,0,0,0,0,0,0,0.89999999999999858,4.4499999999999993,3.25,0.19999999999999929,0.64999999999999858,2.8000000000000007,2.0500000000000007,0,0,0,0,0,0,0,0,1.8599999999999994,3.4000000000000004,0,0,0,0,0,0,0,1.1099999999999994,2.6999999999999993,1.6499999999999986,0,0,2.6500000000000004,9.1999999999999993,8.4499999999999993,10.199999999999999,4.6099999999999994,3.6500000000000004,5.3599999999999994,9.1,10.25,0,1.7100000000000009,7.5500000000000007,4.25,2.8599999999999994,2.9499999999999993,2.3499999999999996,2.8599999999999994,2.8000000000000007,2.4499999999999993,3.4000000000000004,3.25,2.0999999999999996,0,5.6999999999999993,9.15,4.1999999999999993,2.1099999999999994,6.4499999999999993,7.85,8.4,10.15,12.35,7.1999999999999993,0,0,1.25,3.6099999999999994,7.9499999999999993,14.5,12.05,8.9499999999999993,9.4499999999999993,7.25,7.25,6.9499999999999993,8.75,11,4.9499999999999993,8.15,12.9,12.85,14.3,15.25,11.15,6.9,9.1,12.1,15.71,15.4,12.15,11.15,6.3599999999999994,10.9,17.350000000000001,19.25,19.399999999999999,16.95,17.3,21.3,20.8,19.2,24.65,17.100000000000001,9.6,7.5500000000000007,14.5,19.399999999999999,21.59,23.15,18.7,11.309999999999999,17.75,23.5,15.3,22.25,20.399999999999999,18.100000000000001,24.65,22.14,15.65,19.25,21.75,21.8,19.989999999999998,16.45,16.71,15.4,15,19.75,24.44,24.69,22.2,22.25,16.399999999999999,9.5,11.4,15.1,13.55,14.65,22.89,27.939999999999998,26.05,21.34,25.05,24.25,16.559999999999999,26.189999999999998,28.3,33.89,33.15,26.55,28.4,23.4,26.15,37.35,33.450000000000003,27.189999999999998,25.25,32.85,17.95,23.09,31.45,30.55,28.85,21.55,19.25,26.04,32.450000000000003,30.3,28.65,26.75,27.9,32.799999999999997,29.8,36.25,32.89,22.05,32.65,30.55,26.939999999999998,32.200000000000003,31.55,29.05,27.5,29.55,35.799999999999997,27.9,36.75,40.79,36.64,30.05,34.35,36.799999999999997,27.54,27.189999999999998,37,33.700000000000003,30.7,35.39,35.6,33.25,28.9,25.15,27.6,21.05,30.25,33.39,24.6,24.4,18.55,18.05,14.85,21.15,19.899999999999999,16.7,18.440000000000001,18.89,18.89,24,24.85,20.7,18.64,26.8,27.89,25.65,20.3,16.600000000000001,21.25,24.75,21.65,14.8,20.29,20.25,14.5,13.2,16.05,17.55,17.25,14.45,15.65,14.2,11.4,13,14.3,10.050000000000001,9.9499999999999993,10.85,10.6,9.6999999999999993,7.6,9.56,9.31,11.15,12.75,15.45,15.15,15.85,12.4,9.9499999999999993,8.56,8.6,6.3000000000000007,5.1999999999999993,6.8000000000000007,8.9,4.3599999999999994,6.5,5.25,3.9000000000000004,1.8599999999999994,0,0.89999999999999858,0.46000000000000085,2.9499999999999993,8.31,10.65,6.15,4.4499999999999993,4.1500000000000004,2.25,4.3000000000000007,7.5,6.4,10,13.1,2.1500000000000004,2.4000000000000004,0,0,0.89999999999999858,1.3000000000000007,0.55000000000000071,8.75,6.65,6.6999999999999993,5.9,3.0999999999999996,1.3599999999999994,5.1999999999999993,5.35,2.0500000000000007,3.9000000000000004,2.5999999999999996,0.44999999999999929,2.1999999999999993,1.1499999999999986,0,0.19999999999999929,0,2,0,3.4499999999999993,1.8999999999999986,0,0,0,0.69999999999999929,1.3999999999999986,0.35999999999999943,1.6499999999999986,3.75,1,1.1499999999999986,0.46000000000000085,2.9000000000000004,4.1999999999999993,1.3000000000000007,0,0,0,0.10999999999999943,1.1499999999999986,0,0,0,0,0,2.3499999999999996,3.25,2.4499999999999993,0,0,0,0,0,0,0,0,0,0,0,0,0,0,0,0,0,0,0,0,0.30000000000000071,1.1499999999999986,0,0,0,0,0,0,0,0,0,0,0,0,0,0.30000000000000071,0,0,0,0,0.69999999999999929,1.9499999999999993,0.30000000000000071,0,0,0,0,0,0,0,0,0,0,0,0.55000000000000071,0.44999999999999929,2.8599999999999994,1.8999999999999986,0.14999999999999858,0,0.10999999999999943,0,0,0.80000000000000071,5.25,5.0500000000000007,3.6999999999999993,3.5500000000000007,0.64999999999999858,2.6099999999999994,2.9499999999999993,2.8000000000000007,0,1.1099999999999994,7.6999999999999993,9,9.61,9.5,6.4,7.5500000000000007,5.4499999999999993,5.0999999999999996,9.35,8.81,12.15,4,2.3000000000000007,2.6500000000000004,9.4600000000000009,8.1,9.6,14.95,17.86,14.8,5.6099999999999994,7.85,8.85,13.85,10.5,11.5,14.9,14.26,9.4499999999999993,7.4,13.95,14.5,6.5500000000000007,7.8100000000000005,5.8000000000000007,5.65,6,4.1500000000000004,10.45,12.85,13.5,13.61,8.4499999999999993,7.0500000000000007,11.8,16.149999999999999,10.309999999999999,12.35,14.9,8.56,6.4499999999999993,13.5,14.75,15.05,20.7,15.85,14.01,9.06,11.4,18.75,21.05,19.149999999999999,15.75,12.25,15.15,13.66,12.35,14.91,14.8,14.55,12.35,10.15,8.5,11.5,13.41,8.9,12.65,15.46,11.85,15.85,18.8,16.5,11.7,10.6,9.9,8.36,14.2,18.39,17.809999999999999,23.4,23.15,19.95,16.5,18.3,18.05,23.35,33.35,28.1,17.899999999999999,20.09,19.3,13.45,15.46,23.9,22.55,28.25,24.15,23,20.04,22.25,29.8,31.6,26.75,28.189999999999998,27.39,29.39,28.14,20.65,14.55,19.04,17.3,22.9,22.44,13.85,13.91,18.05,13.41,17.05,20.6,17.45,18.600000000000001,21.75,22.84,24.3,31.14,28.05,39.4,42.4,30.05,21.2,25.35,33.35,27.189999999999998,13.8,18.89,26.189999999999998,27.55,20.75,20.75,26.689999999999998,20.9,18.79,19.79,28.85,25.8,30.95,26.3,23.95,21.85,14.85,13.1,10.1,11.75,15.75,13.95,14.25,14.2,12.65,12.85,13.75,17.86,22.2,20.65,18.75,17.559999999999999,15.6,19.649999999999999,18.89,17.899999999999999,11.85,12.15,15.8,14.01,9.25,11.2,15.4,21.95,22.59,22.8,17,13.25,18.7,20.399999999999999,21.240000000000002,13.85,15.05,17.809999999999999,15.15,10.15,6.8599999999999994,8.35,10.559999999999999,8.1,11.15,9.9,5.6,10.85,14.1,11.2,13.11,14.8,14.7,11.05,11.15,9.6,11,10.35,6.4,5.3599999999999994,5.3000000000000007,4.8000000000000007,9.65,12.05,11.6,7.6999999999999993,2.6999999999999993,2,7.5500000000000007,12.25,9.4499999999999993,10.6,9.6999999999999993,7.1099999999999994,9.25,6.15,1.8999999999999986,2.1099999999999994,1.3999999999999986,0,0,0,0,0,0,0,2.9499999999999993,1.4499999999999993,0.80000000000000071,0.30000000000000071,0,0,2.4499999999999993,5.75,4.0500000000000007,4.3000000000000007,0.14999999999999858,1.5,3.8499999999999996,5.3000000000000007,3.8499999999999996,0,0.19999999999999929,0.19999999999999929,0,0,0,0.80000000000000071,2.5500000000000007,0.75,0,0,0,0,0,0,0.89999999999999858,0,0,0,0,0,0,0,0,0,0,0,0,0,0,0,0,0,0,0.5,0,0,0,0,0,0,0,0,0,0,0,0,0,0,0,0,0,0,0,0,0,0,0,0,0,0,0,0,0,0,0,0,1.8000000000000007,0,0,0,0,0,0,0,0,0,0.25,2.1999999999999993,2.6500000000000004,1.8599999999999994,0.30000000000000071,0,0,0,0,0,1.9600000000000009,3.4499999999999993,0,1.6099999999999994,5.8599999999999994,3.6500000000000004,0,0,0,0,1,0.5,5,6,9.15,4.4499999999999993,2.4000000000000004,0.35999999999999943,3.25,3.6999999999999993,3.25,0.85999999999999943,3.9000000000000004,4.25,3.1999999999999993,3.4000000000000004,2.75,4.5500000000000007,10.7,11.95,9.4499999999999993,1.8999999999999986,9.31,13.05,7.4499999999999993,1.3599999999999994,5.9,0,4.1500000000000004,5.5500000000000007,10.050000000000001,13.2,11.7,12.05,15.35,16.8,16.510000000000002,16.350000000000001,7.8100000000000005,11.5,14.85,10.85,5.3000000000000007,8.15,13.25,8.75,13.8,13.7,9.35,13.809999999999999,12.35,12.8,15.65,10.1,11.25,11.65,9.75,12.05,10.55,8.4,17.95,21.05,19.8,22.4,18.649999999999999,16,15.96,17.71,16.899999999999999,12.3,12.35,10.25,13.85,16.95,19.8,17.600000000000001,18.440000000000001,14.35,18.14,23.05,24.7,24,17.350000000000001,18.190000000000001,22.6,31.2,30.45,18.8,24.4,28.5,18.25,17.46,16.91,15.65,15,21.2,19.239999999999998,14.6,18.55,17.350000000000001,22.05,19.75]
["Kitchener-Wilmot Hydro Inc. (Kitchener and Wilmot)","Kitchener-Waterloo",30.35,35.200000000000003,34.5,24.2,20.399999999999999,29.8,40.200000000000003,32.6,32.35,21.25,15.4,17.86,15.5,17.7,22.09,23.6,20.65,25.35,25.25,28.15,38.299999999999997,38.39,35.6,32.5,28.4,30.2,30.65,36.14,34.6,27.35,23.05,20.65,24.7,33.35,34.700000000000003,30.7,34.5,33.450000000000003,36,34.549999999999997,32.299999999999997,38.1,37.6,31.2,23.7,28.35,33.200000000000003,33.9,22.34,22.45,23.45,17.71,19,23.7,27.4,29.2,32.549999999999997,34.35,37.85,27.14,34.200000000000003,38.14,35.700000000000003,32.35,31.3,25.4,23.2,24.9,15.75,13.41,25.5,30.95,17.86,21.6,31.8,29.89,20.5,17.149999999999999,19.690000000000001,20.8,22.55,27.8,28.189999999999998,25.35,29,22.75,14.55,17.7,16.86,14.91,12.91,17.350000000000001,18.89,14.85,19.05,15.46,14.1,12.91,14.75,8.56,11.2,9.9499999999999993,5.75,7.6999999999999993,21.25,20.65,14.01,13.45,13.35,8.65,5.4499999999999993,10.5,13.75,13.3,12.35,13.809999999999999,12.3,11.8,11.35,11.35,8.06,10.1,9.4499999999999993,10.95,11.15,9.4499999999999993,8.9,5.15,0.85999999999999943,5.3599999999999994,5.3000000000000007,1.5,0,3.8000000000000007,4.75,11.85,11.4,8.61,5.1999999999999993,5.6999999999999993,1.8599999999999994,6.5500000000000007,7.4499999999999993,3.1999999999999993,2.3000000000000007,0,0,4.0999999999999996,4.1500000000000004,1.4499999999999993,3.3499999999999996,1.8599999999999994,0,0,3.8000000000000007,4.6500000000000004,3.3599999999999994,2.5500000000000007,4.0500000000000007,0.85999999999999943,0,0,0,2.9000000000000004,5,3.4499999999999993,0,0,0,1.6499999999999986,3.1500000000000004,0.14999999999999858,0.44999999999999929,0,0,0,0,0,0,0,0,0,0,3.3000000000000007,2.9000000000000004,0.55000000000000071,0,0,0,2.5,3.1500000000000004,0.94999999999999929,0,0,0.44999999999999929,0,3.75,3,2,0.75,0,0,0,0.25,1.8599999999999994,2.1999999999999993,0,0,2.6999999999999993,3.1999999999999993,2.25,1.5500000000000007,0,0,0,0,0,0.10999999999999943,1.5500000000000007,2,0.44999999999999929,0.39999999999999858,0,0,3.0500000000000007,4.6500000000000004,2.6500000000000004,2.9000000000000004,1.75,2.6500000000000004,2.3599999999999994,0,0,0,0,0,0,0,2.3000000000000007,3.1999999999999993,1.8999999999999986,0,0,0,0.25,0,0,0,3.4499999999999993,3.8599999999999994,3.0500000000000007,0,0,2.0999999999999996,8.06,8.81,9.1999999999999993,7.25,6.1099999999999994,6.6,8.81,9.4,3.6999999999999993,3,9.4,5.85,4.1999999999999993,3.6999999999999993,2.6999999999999993,1.75,0.85999999999999943,1.75,3.6999999999999993,3.5,0.25,0.89999999999999858,10.9,11.3,5.5,6.15,10.199999999999999,10.5,12.7,12.45,13.2,6.6,5.0000000000000711E-2,3.1500000000000004,3.4499999999999993,5.5500000000000007,11.5,13.25,9.75,11,10.45,10.1,11.95,6.9,14.1,12.65,4.3599999999999994,11.4,13.35,14.7,17.61,17.05,10.8,9.1999999999999993,14.65,13.2,18.05,16.25,15.6,11.75,9.9,15.96,21.5,21.3,21.05,20,22.8,26.939999999999998,25.19,25.25,27,19.5,11.5,10.1,17.5,18.75,20.8,24.15,17.46,11.25,22.1,24.35,19.8,23.2,20.3,18.739999999999998,22.09,19.09,16.850000000000001,20.65,19.899999999999999,17.86,17.25,15.71,15.16,15.1,16.55,21.4,22.65,22.5,22.35,19.600000000000001,16.8,12,15.71,16.05,13.25,17.75,21.35,24.65,26.9,24.25,23.85,22.55,20.8,29.14,30.25,34.64,31.2,29.95,32.1,24.3,27.3,36.799999999999997,34.1,27.439999999999998,29.95,26.8,16.25,24.65,28.95,28.85,24.65,21.5,20.65,26.5,29.25,29.5,28.04,22.15,29,27.55,27.1,33.85,30.64,25.2,33.450000000000003,28,21.9,27.9,29.7,26.55,24.25,33,37.5,33.15,42,42.4,34.299999999999997,32.200000000000003,39.450000000000003,39.950000000000003,32.950000000000003,32.14,39,33.5,32.5,34.299999999999997,37.799999999999997,32.299999999999997,29,30.15,28.8,25.4,35.450000000000003,33.200000000000003,22.3,19.75,17.7,19.489999999999998,16.75,19.7,17.16,15.95,17.5,13.95,18.75,21.4,21.75,15.55,14.85,23.3,24,21.25,13.55,16.649999999999999,23.45,24.9,21.1,17.3,17.25,16.71,11.2,13.059999999999999,18.05,21.25,13.8,14.5,16.91,10.559999999999999,8.9,12.6,10,5.6,9.5,10.8,8.4,5.4,7.4,11.9,6.4,11.35,15.4,19.600000000000001,17.149999999999999,14.8,13.25,11.2,8.86,7.65,7.15,6.3000000000000007,5.25,3.5500000000000007,3.1500000000000004,7.4,4.4499999999999993,1.6499999999999986,0,0,0,0,6.4499999999999993,10.5,9.5,5.65,0.21000000000000085,0,0,7.3000000000000007,9.6999999999999993,5.6999999999999993,11.45,8.4,0.39999999999999858,0,0,0,0,0,0,9.65,7.9499999999999993,5.3000000000000007,5.1999999999999993,3.0500000000000007,0,5.3000000000000007,4,0,1.8000000000000007,0,1.1499999999999986,2.1500000000000004,1.1099999999999994,0,0,0.39999999999999858,1.8000000000000007,0,1.9499999999999993,2.1999999999999993,0,0,0.35999999999999943,1.3599999999999994,0,0.10999999999999943,3.3499999999999996,4.3000000000000007,0,3.5999999999999996,1.1099999999999994,3.3599999999999994,3.8499999999999996,1.8599999999999994,0,0,0,1.8599999999999994,0.30000000000000071,0.39999999999999858,0,0,0,0,2.1099999999999994,2.1999999999999993,0,0,0,0,0,1.0500000000000007,1.0500000000000007,0.55000000000000071,0,0,0,0,0,0,0,0,0,0,0,2.1999999999999993,1.6999999999999993,0.39999999999999858,1.75,1.1499999999999986,2.0500000000000007,0,2.1999999999999993,1.5,0,0,0,0,0,0,0,2.75,1.6099999999999994,0,0,2.6099999999999994,2.1099999999999994,4.4499999999999993,3,0.30000000000000071,0,0,0,0,0,0,0,0,0,0,0.44999999999999929,2.1999999999999993,2.75,4.6500000000000004,8.4499999999999993,5.25,0,0,0,0,1.3000000000000007,5.6999999999999993,5.1999999999999993,4.25,2.5999999999999996,1.3000000000000007,1.6999999999999993,3.1999999999999993,2.6500000000000004,0,0.5,6.4,9.06,9.75,10.5,6.85,4.4499999999999993,6,5.35,8.7100000000000009,9.5,9.4499999999999993,2.5999999999999996,0.94999999999999929,5.5500000000000007,11.3,8.1,12.5,16.350000000000001,17.11,13.2,4.75,5.1999999999999993,8.4,14,7.1,12.15,12.45,12.75,6.6999999999999993,9.56,15.3,15.25,9.4,10.3,5.1999999999999993,6.35,3.3599999999999994,5.6999999999999993,12.05,14.26,14.75,15.6,11.15,9.6999999999999993,13.8,15.8,10.65,10.5,12.6,6.5500000000000007,9.5,16.600000000000001,17.100000000000001,22.8,25.25,18.55,16.86,8.4,10.5,19.850000000000001,20.5,17.809999999999999,14.1,16.149999999999999,15.55,16.75,15.7,15.65,15.71,15.66,11.35,12.7,11.95,15.2,12.45,8.35,13.6,15.56,14.85,19.649999999999999,21.75,19.5,11.95,11.7,9.5,8.81,15.3,18.190000000000001,16.7,21.55,16.05,17.45,18.95,21.15,20.9,22.8,31.6,29.5,22.7,20.740000000000002,19.649999999999999,14.3,19.54,28.1,25.65,28.3,24.8,18,19.04,25.8,29,29.4,27.6,24.8,29.45,28.14,24.1,17.41,16.05,20.399999999999999,19.55,24,20.04,14.85,16.100000000000001,19.989999999999998,10.199999999999999,18.25,19.399999999999999,18.7,17,15,19.350000000000001,27.189999999999998,32.1,29.2,38.35,36.85,28.04,20.149999999999999,26.35,31.6,18.05,13.25,16.600000000000001,20.75,20.7,18.75,21.2,25.3,19.690000000000001,11.7,17.100000000000001,26.6,26.8,24.69,21.9,23.2,23.55,12.75,8.6,4.3000000000000007,10.3,14.66,11.65,13.85,11.6,11.45,9.31,12.2,17.2,19.54,19.25,19.399999999999999,17,16.149999999999999,18.850000000000001,20.34,17.809999999999999,12.2,13.25,16,12.7,5.6099999999999994,13.05,18.940000000000001,24,25.5,25.95,17.21,16.399999999999999,19.05,22.55,22.15,13.91,18.100000000000001,16.809999999999999,15.05,9.6,7.15,6.5,3.6999999999999993,8.5500000000000007,9.6,8.8000000000000007,8.1,11.4,11.65,11.85,15.65,12.65,14.5,11.95,11.75,10.25,9.25,9.1999999999999993,9.06,7.3000000000000007,4.8499999999999996,6.8599999999999994,10.35,11.35,9.6,7.15,2.5500000000000007,2.9499999999999993,11.8,14.5,8.75,7.5500000000000007,8.3000000000000007,7.3000000000000007,5.4,3.1500000000000004,3,2.5999999999999996,2.0500000000000007,0,0,0,0,0,0,0.19999999999999929,2.25,0,0.25,0,0,0,5.3000000000000007,8.81,6.15,3.9000000000000004,0,4.5,4.75,3.9000000000000004,2.5999999999999996,0,0,0,0,0,1.1999999999999993,1.25,1.8500000000000014,0.30000000000000071,0,0,0,1.6999999999999993,1,1.8500000000000014,1.8599999999999994,1.1099999999999994,0.25,0,0,0,0,0,0,0,0,0,0,0,0,0.85999999999999943,0.60999999999999943,0,0.14999999999999858,0.19999999999999929,0,0,0,0,0,0,0,0,0,0,0,0,0,0,0,0,0,0,0,0,0,0,0,0,0,0,0,0,0,0,0,0,2.1099999999999994,0,0,0,0,0,0,0,0,0,0.85999999999999943,2.5,2.75,2.3599999999999994,0,0,0,0,0,0,3.6999999999999993,3.8599999999999994,0.85999999999999943,4,5.4499999999999993,3.3000000000000007,0,0,0,0.64999999999999858,1.1999999999999993,0,3.9000000000000004,7.1,7.6099999999999994,5.0999999999999996,3.6999999999999993,3.9000000000000004,3.5,2.6999999999999993,5,2.8000000000000007,3.5,2.5500000000000007,2.0500000000000007,0.35999999999999943,1.3000000000000007,6.9499999999999993,11.3,12.3,10.26,4.8000000000000007,10.5,10.65,7.6099999999999994,5.0000000000000711E-2,0,1.25,4.5999999999999996,6.35,11.75,13.2,8.5,10.9,15.75,18.55,16.399999999999999,14.1,4.8499999999999996,14.3,15.05,7.35,3.25,8.9,12.35,8.9,10.65,10.3,10.45,14.11,11.5,14.4,16.5,12.15,11.65,13.15,11.9,12.65,8.35,11.75,19.25,19.14,20.5,21.75,16.149999999999999,14.75,15.3,15.8,15.8,10.050000000000001,10,14.75,15.7,16.05,17,17.25,18.64,17.760000000000002,20.7,24.2,23.19,22.34,19.25,23.6,27.9,29.3,28.3,22.75,26.689999999999998,29.85,24.2,23.2,18.399999999999999,20,16.86,18.489999999999998,14.85,17.66,20.54,18.3,21,19.100000000000001]
["Lakefront Utilities Inc. (Cobourg)","Cobourg",31.6,37.75,33.549999999999997,20.9,17.600000000000001,22.05,33.14,29.2,24.5,18.8,14.41,16.55,15.71,16.8,19.350000000000001,19.850000000000001,18.45,21.3,21.7,27.939999999999998,37.5,38.65,35.25,31.75,28.1,29.14,27.7,30.5,28.95,22.65,20.29,19.2,21.4,27.75,28.05,29.15,29.89,27.4,28,30.25,29.35,32.1,27.85,26.7,20.95,25.65,29.7,30.6,21.15,17.100000000000001,18.940000000000001,15.6,16.2,20.350000000000001,25.6,26.4,28.7,29.4,30.65,24,31.1,33.89,32.049999999999997,27.25,26.8,20.04,20.04,23.45,18,14.75,22.59,29.65,18.25,20.100000000000001,28.8,27.8,21.05,16.260000000000002,16.75,18.39,18.940000000000001,26,25.85,22.8,25.7,22.09,14.25,16.05,13.35,16.46,14.95,15.55,17.8,14.35,17.059999999999999,17.96,14.2,12.91,15,12.91,12.91,12.1,9,8,17.75,20.5,14.36,12.5,13.45,14.05,10.6,8.85,11.4,12.5,9.25,11.65,11.059999999999999,10.809999999999999,10.15,11.4,11.2,11.2,10.85,10.050000000000001,10.85,8.65,8.81,5.5,4.3599999999999994,5.75,6.5500000000000007,6.5,2.5999999999999996,5.6099999999999994,4.25,10.4,11.809999999999999,12.15,8.15,7.5,6.85,4.6500000000000004,7.4,5.6,4.8499999999999996,5.85,3.1999999999999993,5.8000000000000007,6.3000000000000007,2.4000000000000004,4,4.6500000000000004,3.8000000000000007,1.3599999999999994,3.5999999999999996,5.15,6.9499999999999993,4.6999999999999993,3.25,-0.44999999999999929,1.5500000000000007,1.6999999999999993,2.1099999999999994,1.6099999999999994,2.8000000000000007,5.0999999999999996,3.5,1.8999999999999986,1.5,1.25,2.5500000000000007,3.1999999999999993,2.4000000000000004,0.46000000000000085,-2.3500000000000014,-2.2899999999999991,-1.5,-1.1400000000000006,-1.8900000000000006,-2.9499999999999993,-4.6499999999999986,-4.6499999999999986,-3.5500000000000007,0.25,-0.53999999999999915,0.89999999999999858,1.5,1.25,2.1500000000000004,4.1099999999999994,5,3.4499999999999993,-5.0000000000000711E-2,0.5,1.1499999999999986,-0.10000000000000142,2.8000000000000007,3.4499999999999993,1.8000000000000007,1.5,-0.53999999999999915,-0.94999999999999929,-2.4499999999999993,-2.2899999999999991,0.55000000000000071,1.6499999999999986,-0.10000000000000142,-3.1499999999999986,1.4499999999999993,2.6500000000000004,0.64999999999999858,0.69999999999999929,-0.64000000000000057,-1.4499999999999993,-0.89000000000000057,-0.85000000000000142,-0.85000000000000142,-0.85000000000000142,-1.9499999999999993,-0.19999999999999929,-0.55000000000000071,-0.75,-2.6999999999999993,-3.0500000000000007,0.21000000000000085,4.9000000000000004,3.0500000000000007,5.1099999999999994,3.6999999999999993,4.4499999999999993,2.9499999999999993,-0.64000000000000057,-1.6400000000000006,-1.8500000000000014,-2.3500000000000014,-1.4499999999999993,-1,-2.5399999999999991,-0.94999999999999929,0.46000000000000085,2.3599999999999994,-2.75,-2.5,-1.0500000000000007,-1.6999999999999993,-0.44999999999999929,-1.1400000000000006,-4.1499999999999986,0.75,2.4000000000000004,2.25,-0.80000000000000071,-0.39000000000000057,2.75,6.5500000000000007,8.5,8.81,4.9499999999999993,4.8599999999999994,5.6999999999999993,8.15,8,-0.14000000000000057,2.25,7.65,5.6999999999999993,3.9499999999999993,3.3599999999999994,3.8000000000000007,2,2.75,1.0500000000000007,1.8599999999999994,2.8499999999999996,3.0500000000000007,0.55000000000000071,6.5500000000000007,8.75,4.0500000000000007,4.0500000000000007,7.35,9.25,11.1,11,12.7,5.9,1.1999999999999993,1.3999999999999986,2.9499999999999993,4.3499999999999996,9.4499999999999993,13.65,11.2,9.25,8.06,6.1999999999999993,8.15,6.25,9.1999999999999993,11.95,5,10,12.91,14.05,14.9,15.56,11.5,8.15,11.6,11.95,17.3,16.75,13,10.85,7.5,12.3,17.3,19.649999999999999,18.5,17.350000000000001,18.64,21.84,20.9,21.85,23.2,17.36,12.1,10.35,14.55,18.850000000000001,19.54,21.7,17.559999999999999,10.8,19.45,22.05,16.149999999999999,20.75,18.8,17.350000000000001,22.9,20.3,15.46,18.649999999999999,20.65,22.9,18.5,15.85,16.350000000000001,14.75,15.5,19.95,22.34,22.84,19.14,19.5,14.35,10.9,13.6,16.399999999999999,15.4,15.25,21.5,24.85,25.8,20.8,22.95,20.75,17.66,26.189999999999998,27.3,32.35,31.25,25.6,26.939999999999998,22.69,26.15,34.75,27.65,23.35,25.5,24.6,16.100000000000001,23,28.1,26.4,24.9,18.899999999999999,20.100000000000001,25.15,30.4,26.439999999999998,26.1,23,27.54,30.55,28.15,31.65,28.75,23.5,31,24.95,25.8,30.25,30.25,27.35,25.95,28.7,33.4,29.1,39.35,36.85,30.1,27.1,35.049999999999997,34.549999999999997,25.2,26.85,35.39,29.4,29.7,32.15,32.299999999999997,29,27.55,25.55,24.9,22.5,30.7,30.3,22.25,21.6,17.149999999999999,18.75,13.7,19.05,17.86,15.46,16.3,16.309999999999999,17.75,21.65,21.75,16.95,17.46,25.75,26.65,23.1,17.8,15.1,20.5,23.55,19.25,14.3,18,18.25,12.559999999999999,12.3,15.95,17.61,14.35,14.2,15.15,13.7,11.4,13.86,14.25,9.9,10.95,9.81,10.75,8.15,6.6999999999999993,10.1,10.75,10.8,13.91,16.649999999999999,15.75,15.45,10,8.81,4.8499999999999996,6.9499999999999993,8.75,6.25,5.25,7.25,6.5,7.9,6.85,6.9499999999999993,3.5,2.1500000000000004,3.0999999999999996,4.3499999999999996,6.1999999999999993,7.6,9.6999999999999993,8.75,4.75,5.3000000000000007,3.0999999999999996,6.6999999999999993,8.9499999999999993,8.35,10,11.95,6.9,5.0500000000000007,3.1500000000000004,3.0500000000000007,2.0500000000000007,2.9000000000000004,1.3000000000000007,8.4499999999999993,5.5,6.3000000000000007,5.8599999999999994,4.8000000000000007,3.5,6.6999999999999993,6.1099999999999994,3.6500000000000004,3.5500000000000007,3,1.75,2.5,2.9000000000000004,1.5500000000000007,2.0500000000000007,-1.9499999999999993,2.3000000000000007,1.8599999999999994,4,5.0500000000000007,-2.9499999999999993,0.80000000000000071,-0.60000000000000142,1.5,2.75,0,1.8999999999999986,3.9499999999999993,2.6999999999999993,2.3599999999999994,-0.44999999999999929,2.5500000000000007,2.1500000000000004,0.94999999999999929,0.75,-2.3500000000000014,-2.4499999999999993,1.25,1.75,-0.69999999999999929,-0.60000000000000142,-0.89000000000000057,-1.9499999999999993,-0.30000000000000071,2.6999999999999993,2.4499999999999993,2.1500000000000004,-2.8000000000000007,-3.3999999999999986,-1.3900000000000006,-2.3900000000000006,-0.69999999999999929,2.0500000000000007,0.19999999999999929,-0.64000000000000057,5.0000000000000711E-2,-1.75,-3,-4.3500000000000014,-4.1000000000000014,-2.3900000000000006,-0.53999999999999915,-0.14000000000000057,0.19999999999999929,-0.69999999999999929,1.1099999999999994,3,5.0000000000000711E-2,-0.25,-0.80000000000000071,-1.6400000000000006,-4.1000000000000014,-2,-5.0000000000000711E-2,-2.3500000000000014,-2.4499999999999993,-3.6499999999999986,-3.7899999999999991,-4.8500000000000014,-5.8000000000000007,-3.6000000000000014,-0.10000000000000142,0.5,-0.39000000000000057,-2.5,0.39999999999999858,1,2.3000000000000007,3.1500000000000004,1.3000000000000007,-2.1000000000000014,-2.3500000000000014,-2,-2.8999999999999986,-5.3500000000000014,-4.6999999999999993,-4.3000000000000007,-4.8500000000000014,-5.75,-6.1499999999999986,-2.1400000000000006,-0.5,-0.14000000000000057,4.6099999999999994,5.3599999999999994,3.1099999999999994,1.8999999999999986,-0.55000000000000071,-0.30000000000000071,-0.60000000000000142,0.89999999999999858,5.4,4,2.9499999999999993,2.9499999999999993,0.14999999999999858,1.5500000000000007,1.8999999999999986,1.3000000000000007,-1.0399999999999991,1.5500000000000007,5.8000000000000007,8.1,9.06,8.85,5.6999999999999993,5.6999999999999993,5.5,4.8499999999999996,7.15,7.3000000000000007,9.4499999999999993,1.9600000000000009,1.6499999999999986,3.75,10.050000000000001,9.6999999999999993,11.1,15.71,16.399999999999999,13.85,7.3000000000000007,8.5,5.4499999999999993,13.6,7.4499999999999993,10.4,13.75,12.91,7.15,7.0500000000000007,14.1,13.86,7.5,9.9,8.35,5.25,6.6999999999999993,5.3000000000000007,11.25,13.3,13.05,13.35,11.2,9.81,12.1,15.15,12.75,11.5,13.2,8.1999999999999993,8.1999999999999993,11.9,14.61,16.25,19.54,16.399999999999999,15.8,10.9,11.25,17.75,19,17.95,13.85,13.85,14.95,12.4,16,16.25,16.95,13.16,12.1,12.6,9.4,13.61,11.95,7.5500000000000007,12.85,14.75,11.35,16.55,18.739999999999998,15.6,12.15,10.15,9.56,9.15,14.2,16.45,17.559999999999999,22.8,19.7,18.100000000000001,16.95,18.75,17.91,23,31.4,26.4,18.899999999999999,18.690000000000001,17.309999999999999,13.25,16.649999999999999,24.15,22.3,26.9,22.55,19.45,18.09,20.45,30,28.89,23.3,25.35,24.8,27,25.2,17.7,14.25,18.55,17.2,22.6,20.54,15,13.8,16.649999999999999,13.05,16.8,19.45,17.11,17.61,18.8,20.8,24.1,31.8,26.5,38.1,36.54,24.94,19,24.15,28.3,17.86,12.91,15.1,21.75,21.75,17.96,20.75,26.15,20.7,15.6,19.05,27.55,25.5,28.39,21.35,19.899999999999999,20.3,13.75,13.3,11.3,10.4,13.75,18,18,12.25,11,11.5,14,13.5,18,18,18.25,18.5,14.75,18.25,18,18,18,14,14.5,15,9.5,9,18,18,21,22,16.5,14,18,18,18,15.25,14.75,15,14.5,18,9.1999999999999993,10.45,5.0500000000000007,8.56,12.35,11,6.0500000000000007,13.16,13.809999999999999,13.5,16.96,14,14.85,12.3,12.5,9.06,11.75,12.35,10.199999999999999,8.6999999999999993,7.9,7.0500000000000007,9.5,12.85,9,8.65,6.35,6.3000000000000007,9.36,12.35,11.15,10.65,10.75,7.3599999999999994,5.3000000000000007,5.25,3,3.8499999999999996,3.1500000000000004,0.80000000000000071,2.6500000000000004,-0.75,-1.3500000000000014,-2.3900000000000006,-0.69999999999999929,0.39999999999999858,4.6500000000000004,0.39999999999999858,0.94999999999999929,-0.19999999999999929,-0.10000000000000142,3,3.1999999999999993,6.9,5.15,5.0500000000000007,1.0500000000000007,1.9499999999999993,4.5,6.1999999999999993,3.25,-1.5,-1.0500000000000007,1.1499999999999986,-1.1000000000000014,-3.1499999999999986,1.1099999999999994,0.39999999999999858,3,1.5500000000000007,-0.89000000000000057,-1.25,-5.1000000000000014,-1.25,-0.64000000000000057,0.30000000000000071,0.55000000000000071,-0.35000000000000142,1.9499999999999993,1.3999999999999986,-2.5,-2.8999999999999986,-6.9499999999999993,-4,-4.1999999999999993,-3.9499999999999993,-1.75,-2.9499999999999993,-5.9499999999999993,-3.6000000000000014,-3,1.1099999999999994,0.5,-4.5,-1.4499999999999993,-0.19999999999999929,-2.6499999999999986,-7.6000000000000014,-6.7899999999999991,-4,-7.6999999999999993,-3.25,-2.9499999999999993,-4.6499999999999986,-4.9499999999999993,-4.5,-4.1999999999999993,-5.0500000000000007,-4.0500000000000007,-4.5500000000000007,-5.0500000000000007,-7.5500000000000007,-6.1999999999999993,-4.6499999999999986,-2.75,-3.6000000000000014,-7.2899999999999991,-7.1000000000000014,-8.3999999999999986,-4.8999999999999986,-4.0500000000000007,-2.4499999999999993,-3.8500000000000014,-1.1000000000000014,-4.3999999999999986,-3.9499999999999993,-6.1499999999999986,-2.4499999999999993,0.85999999999999943,-0.30000000000000071,-2.6499999999999986,-5.5500000000000007,-4.0500000000000007,-2.1999999999999993,-5.4499999999999993,-2.75,-2.1000000000000014,-4.6499999999999986,-0.75,0.25,1.6099999999999994,1,-1.1400000000000006,-3.25,-6.1499999999999986,-6.3000000000000007,-3.3500000000000014,-3.0399999999999991,1.5,2.3599999999999994,0.19999999999999929,1.4600000000000009,4.1099999999999994,2.1500000000000004,-0.55000000000000071,-1.6999999999999993,-1.4499999999999993,-1.8500000000000014,0.25,-0.94999999999999929,2.4499999999999993,4.75,6.6,2.8000000000000007,3.6099999999999994,-0.44999999999999929,2.3499999999999996,1.8999999999999986,3.25,0.94999999999999929,1.6499999999999986,2.5,1.6999999999999993,0.44999999999999929,0.35999999999999943,4.1500000000000004,10.1,11.6,8.4,0.64999999999999858,6.9,10.25,2.6999999999999993,0.21000000000000085,3.6099999999999994,0.25,3.9499999999999993,4.8499999999999996,9.6999999999999993,11.65,10.65,11.5,14.8,15.91,15.05,13.5,4.9499999999999993,11.9,14.95,7.4,3.4499999999999993,8.06,11.7,8.4499999999999993,11.55,11.25,11.15,12.85,12.15,12.95,15.86,10.45,12.25,13.15,11.35,12.3,8.15,9.75,18.190000000000001,19.05,19.399999999999999,22,17.05,14.5,13.75,14.9,13.4,11.6,11.7,10.95,14.1,17.21,19.8,15.55,16.5,14.4,18.600000000000001,23.7,23.75,22.64,16.5,19.2,23.05,29.64,28.15,19.690000000000001,24.35,25.8,17.75,17.95,16.600000000000001,15.85,15.2,19.739999999999998,17.25,15.41,18.75,17.149999999999999,20.9,17]
["Lakeland Power Distribution Inc. (Bracebridge, Burk's Falls, Huntsville, Magnetawan and Sundridge)","Bracebridge",50.1,49.05,41.15,38.1,50.35,50.5,46.6,45.6,38.75,24.75,24.3,22.25,24.45,37.35,39.15,30.85,38.950000000000003,35.25,31.95,44.9,46.55,43.5,46.6,29.14,40.35,40.79,45.65,44.15,37.299999999999997,36.450000000000003,40.450000000000003,39,42.3,34.950000000000003,40.5,40.049999999999997,39.65,39.049999999999997,40.75,44.35,40.9,39.450000000000003,32.75,35.950000000000003,39.700000000000003,36.14,40.79,28.5,21.05,22.8,20.95,27.85,33.299999999999997,34.049999999999997,35,40.299999999999997,39.25,48.25,43.4,49.5,43.75,44.1,37.85,39.450000000000003,24.35,24.94,34.049999999999997,23.25,17.41,26.75,35.5,19.850000000000001,22.8,36.64,36,26.25,22.7,20.55,21,23.6,35.200000000000003,37.85,36.6,34.64,33.049999999999997,27.39,30.05,28.05,12.1,22.09,32.75,29.8,23.94,22.2,21.9,14.25,14.3,16.46,12.75,16.399999999999999,17.2,17.55,18.79,24.5,27.1,25.1,23.55,22.15,15.8,13.86,13.66,15.1,14.25,14.9,16.260000000000002,14.3,14.95,12.45,13.6,15.1,15.05,12.65,13.75,15.05,14.2,14.2,8.1,11.95,13.45,7.4,7.1099999999999994,10.7,12.4,14.5,14.55,14.4,11.35,7.9,5.9,3.3000000000000007,7.9,6.6,5.0500000000000007,5.0000000000000711E-2,0,0.44999999999999929,2.1500000000000004,0.94999999999999929,0,0,0,0.19999999999999929,5.25,2.8000000000000007,2.0999999999999996,0.80000000000000071,0,5.0999999999999996,5.9499999999999993,4.8000000000000007,2.3000000000000007,1.8999999999999986,7.25,6.3000000000000007,5.6999999999999993,7.4499999999999993,5.0000000000000711E-2,1.8599999999999994,2,1.25,3.8000000000000007,3.1999999999999993,0,0,3.75,2.6999999999999993,2.6500000000000004,0,0,0,0,4.6099999999999994,3.6999999999999993,3.8000000000000007,2.1999999999999993,0,0,0,4.5,3.1999999999999993,1.5500000000000007,0,1.3999999999999986,4.5,3.9499999999999993,3.1500000000000004,3.1500000000000004,1.6499999999999986,0,0.14999999999999858,0,0,0,1.9600000000000009,2.5,1,0,1.6499999999999986,1.0500000000000007,1.1499999999999986,1.75,2.1999999999999993,1.6099999999999994,2.1999999999999993,1.3999999999999986,1.3000000000000007,1.9499999999999993,0.14999999999999858,0,0,0,0,2.6500000000000004,2.1999999999999993,4.6500000000000004,5.25,0,3.5,5.4,4,1.8599999999999994,0,1.0500000000000007,0,0,0,0.30000000000000071,4.5999999999999996,4.4000000000000004,3.8000000000000007,1.6099999999999994,2.9499999999999993,3.1999999999999993,2.9499999999999993,2.9499999999999993,1.9499999999999993,1.1099999999999994,5,4.0999999999999996,2.1999999999999993,0,6.6099999999999994,10.309999999999999,12,12.2,10.6,7.9499999999999993,9.6,7.9,11.559999999999999,12.2,6.1,4.8599999999999994,6.9499999999999993,18,18,18,2.4499999999999993,0.64999999999999858,0,6.35,13.41,8.56,10.050000000000001,5.75,10.559999999999999,14.8,14.85,15.9,15.9,15.05,13.05,13.3,12.95,7.25,11.2,10.6,10.95,9.9600000000000009,13.8,15.75,12.65,11.65,13.8,9.85,8.36,5,11.7,14.6,10.95,14.65,16.05,18.39,21.05,21.64,15.4,14.91,15.6,17.149999999999999,18.25,18.55,20.95,24.35,23.9,25.65,23.4,29.9,30.6,30.15,32.299999999999997,31.45,32.200000000000003,30.1,35.6,30,19.05,17.2,24.3,31.64,35.200000000000003,39.700000000000003,32.450000000000003,25.35,33.65,38.39,32.6,35.950000000000003,32.1,26.65,32.200000000000003,20.9,24.15,28.55,24.15,23,21.34,18.850000000000001,18.05,21.35,27.189999999999998,32.700000000000003,34.950000000000003,25.05,21,19.2,17.600000000000001,17.3,18.149999999999999,19.75,23.8,29.75,35.85,41.45,41.79,35,34.85,35.35,36.25,46.55,44.45,40.450000000000003,44.25,36.64,40.15,42.35,43.55,44.45,40.299999999999997,27.35,32.5,40.1,22.59,32.35,34.200000000000003,25.05,27.9,30.8,18,27.1,35,24.75,22.75,20.149999999999999,28,36.25,38.700000000000003,44.35,42.4,41.6,43.95,38,32.85,33.85,35.75,33.85,28.25,33.5,43.65,34.549999999999997,45.05,42.45,38.14,43.65,48.1,45.85,37.549999999999997,41.4,45.5,38.85,35.200000000000003,43.5,43.9,38.85,34.75,27.85,32.549999999999997,30.1,41.7,40.5,26,28.1,23.5,16.96,15.66,18.64,15.2,18.45,15.96,13,16.5,20.95,23.55,21.65,21.05,27.8,27.04,21.740000000000002,17.2,21,28.75,28.25,23.75,15.65,16.46,17.809999999999999,14.7,14.65,23.94,24.45,25.1,22.4,20.190000000000001,18.39,16.75,17.16,12.5,4.0500000000000007,12.65,12.55,8.8000000000000007,9.81,9.9499999999999993,12.5,14.41,16.45,20.100000000000001,20.5,20.25,18,12.8,13.35,10.6,10.45,11.35,10.6,6.5,5.4499999999999993,4.5,10.059999999999999,7.65,6.4499999999999993,1.75,11,11.059999999999999,11.15,15.3,15.75,13.66,6.65,10.050000000000001,6.1999999999999993,6.9499999999999993,15.9,12.1,9.86,9.65,8.15,1.8000000000000007,2.1099999999999994,2.9000000000000004,1.4600000000000009,1.8999999999999986,3.0500000000000007,7.65,11.65,10.35,8.3000000000000007,3.25,2.4000000000000004,3.75,4.25,4.75,2.1500000000000004,1.0500000000000007,1.3000000000000007,3.25,2.25,0.5,0.19999999999999929,0.30000000000000071,5.9499999999999993,6.65,4.1999999999999993,5.6,5.65,4.5,1.8999999999999986,2.1999999999999993,1.5,0.69999999999999929,0.35999999999999943,0,0,0.30000000000000071,0.64999999999999858,3,3.0500000000000007,1.1099999999999994,0,0.60999999999999943,0,3.5,2.5,4.1999999999999993,1.3599999999999994,0,0,0,0,0.10999999999999943,1.0500000000000007,0,0,0,0,0.44999999999999929,1.8599999999999994,1.75,0,0,0,0,0,0,0,0,1.25,0.30000000000000071,0,1.9499999999999993,5.25,4.3000000000000007,1.5500000000000007,0.94999999999999929,0,0,1.25,2.1099999999999994,0,0,0,0,0,3.4499999999999993,4.3599999999999994,6.3599999999999994,6.25,2.1500000000000004,0,3.75,9.15,5.8599999999999994,5.8000000000000007,4.1999999999999993,0.55000000000000071,0,0,0,0,0.35999999999999943,0,0,0,0,0.19999999999999929,3.75,6.3000000000000007,9,8.56,7.9600000000000009,1.8599999999999994,1.6099999999999994,0,0,0.94999999999999929,5.65,6.1,3.8000000000000007,0,4.8599999999999994,7,6.8000000000000007,4,0.21000000000000085,0,7.15,12.4,10.25,9.8000000000000007,11.85,11.4,11.6,8.1999999999999993,9.85,14.01,12.95,12.1,6.1999999999999993,2.0999999999999996,5.5500000000000007,14.65,11.05,14.05,17.95,19.75,15.35,7.5500000000000007,13.2,14.2,12.55,13.05,11.309999999999999,17.309999999999999,15.85,15.5,13.25,15.45,15.2,12.1,13.5,15.55,11.35,8.4,9.85,15.3,18.25,12.05,12.2,11.35,11.5,15.75,22.3,19.100000000000001,15,13.35,9.65,10.95,19.55,24.15,27.55,26.439999999999998,20.25,18.55,17.7,24.25,27.35,24.2,24.05,21.59,17.95,19.899999999999999,20.6,19.55,13.5,18.5,18.100000000000001,16.100000000000001,18.190000000000001,17.600000000000001,20.350000000000001,19.149999999999999,18.899999999999999,22.65,24.94,20.95,25.6,30.5,30.15,25.5,27,21.55,17.2,26.7,30.15,28.15,34.700000000000003,34.049999999999997,31.6,31.8,31.2,26.5,28.15,23.25,26.1,23.09,22.45,22.34,25,34.89,42.2,43.85,42,42.1,39.299999999999997,30.45,38.85,43.45,40.950000000000003,36.54,38.5,28.8,30.6,25.2,24.35,22.5,25.45,24.75,33.85,32.200000000000003,17.649999999999999,25.15,30.2,31.75,33,33.6,34.200000000000003,24.7,24.2,32.450000000000003,36.5,42.75,38.9,39.25,42.35,37.35,24.9,32.85,36.85,22.75,17.510000000000002,19.600000000000001,32.35,33.799999999999997,19.899999999999999,26.15,28.45,23.6,19.7,27.3,32.85,36.89,35.700000000000003,33.35,30.95,25.85,14.76,17.75,14.85,19,20.399999999999999,15.1,12.4,9.6,12.45,14.25,18.440000000000001,23.85,25.85,26.15,23.35,24.25,22.75,25.54,23.65,19.25,20.5,19.04,15.2,14.5,12.35,15.35,22.05,26.25,25.55,28.7,22.5,17.5,19.850000000000001,27.5,27.35,19.600000000000001,21.7,21.5,15.6,10.4,6.35,2.25,8,13.809999999999999,10.51,9.4600000000000009,14.4,16.059999999999999,12.35,12,15.8,13.25,13.7,12.75,13.3,13.16,11.8,9.9499999999999993,7.9,10.1,3.4000000000000004,0.30000000000000071,10.55,10.15,7.4,6.0500000000000007,4.5,8.15,16.46,17.86,15.6,11.7,10.1,7.5,6.0500000000000007,3.6099999999999994,1.6999999999999993,1.1099999999999994,0,1.25,4.5500000000000007,1.25,3.0500000000000007,3.4000000000000004,3.9000000000000004,2.4499999999999993,8.4,4,6.5,4,6.35,4.5,7.25,9.15,8.7100000000000009,3.25,0,4.8499999999999996,7.35,3.8000000000000007,4.1999999999999993,4.25,0,0.94999999999999929,0,0,3.3599999999999994,4.3000000000000007,5.9499999999999993,1.8599999999999994,0,0,0.44999999999999929,5.4499999999999993,4.4000000000000004,0.96000000000000085,7.3000000000000007,4.3499999999999996,2.3000000000000007,0.80000000000000071,0,0,0,0.75,0,0,0,0,0,0,3.4000000000000004,2.9000000000000004,2.4000000000000004,0,2.3000000000000007,1.1499999999999986,0,0,0,0,0,0,0,0,1.0500000000000007,0.55000000000000071,0,0,0,0,0,0,0,0.75,1.25,0.19999999999999929,0,1.8999999999999986,0.30000000000000071,0,0,0,0,0,0,0,0.10999999999999943,3.4499999999999993,4.9499999999999993,0,0,0,3.1999999999999993,2,1.1999999999999993,0.85999999999999943,0,1.8599999999999994,3.0999999999999996,5.4,3.0500000000000007,0.69999999999999929,0,0,0.35999999999999943,2.6099999999999994,3.5,2.6500000000000004,4.9499999999999993,3.3000000000000007,3.0500000000000007,6.15,8.56,6.15,0.85999999999999943,2.5500000000000007,1.6499999999999986,2.6999999999999993,5.1099999999999994,6.6,5.9499999999999993,8.5500000000000007,2.8000000000000007,2.1500000000000004,7.9,8.81,6.6099999999999994,6.75,7.5500000000000007,6.3000000000000007,3.3000000000000007,5.3000000000000007,3.25,4.1500000000000004,9.81,14.7,15.35,14.75,4.1500000000000004,7.5,14.55,13.15,8.85,5.6,12.5,9.56,12.15,14.7,13.35,13,12.6,14.91,15.3,16.7,14.7,12.6,11,12.75,14.91,11.15,12.75,16.010000000000002,15.71,11.35,10.15,8.06,5.65,12.95,12.1,7.3000000000000007,18.45,13.35,11.45,14.8,15.66,18.350000000000001,15.81,20.149999999999999,25.15,28,27.14,25.2,18.45,19.8,18.149999999999999,18.149999999999999,18.09,15.25,17.100000000000001,18.5,21.4,22.5,22.4,20.399999999999999,19.350000000000001,21.95,24.19,26.14,30.85,38.65,38.65,36.049999999999997,38.54,37.89,38.950000000000003,37.14,42.65,44,32.1,21.3,27.55,21.95,25.1,26.85,28.189999999999998,23.5,35.299999999999997,31.55,24.35,31,30.6]
["London Hydro Inc. (London)","London",29.6,34.14,33.450000000000003,23.19,19.95,32,40.049999999999997,31.75,30.85,19.5,15.2,17.36,15.1,17.399999999999999,20.5,24,20.65,26.9,24.85,26.1,36.5,37.450000000000003,33.5,32.450000000000003,28.35,29.85,30.4,36.39,34.25,28.8,21,19.350000000000001,24.7,32.25,32.35,31.2,29.75,34.04,33.85,31.1,32,36.6,36,29.25,22.75,30.5,32.450000000000003,34.549999999999997,21.55,19.7,21.25,16.05,17.96,22.5,26.5,28,32,34.25,37.64,26.3,34.64,37.85,34.35,29.5,28.6,22.25,23.35,23.55,15.05,13.2,25.25,29.85,16.399999999999999,20.55,30.1,28.1,19.399999999999999,15.55,18.75,20.5,21.3,27.25,25.45,25.4,28.65,20.2,13.75,17.649999999999999,17.91,14.95,10.199999999999999,16,18.25,13.36,17.850000000000001,14.75,12.35,12,13.6,7.8100000000000005,10.55,9.15,3.9000000000000004,8.65,21.65,20.149999999999999,12.15,12.059999999999999,12.25,7.75,4.1099999999999994,10.7,14.55,13.1,11.059999999999999,14.16,11.95,10,7.35,8.9,8.1999999999999993,9.1,9.31,11.2,11.45,9.0500000000000007,7.0500000000000007,1.8500000000000014,0,4.6500000000000004,4.5,0.30000000000000071,0,2.8000000000000007,4.75,12.25,10.35,8.15,3.4000000000000004,5.65,0.69999999999999929,6.4,8.9499999999999993,3.0500000000000007,1.8999999999999986,0,0,0.25,2.0999999999999996,0.5,0.5,0,0,0,2.4499999999999993,4.3499999999999996,1.8000000000000007,0.85999999999999943,1.6499999999999986,0,0,0,0,2.5,4.9000000000000004,2.5,0,0,0,0,0.21000000000000085,0,0,0,0,0,0,0,0,0,0,0,0,2,3.25,0.46000000000000085,0,0,0,2.25,1.75,0,0,0,0,0.55000000000000071,3.4499999999999993,2.3599999999999994,0.44999999999999929,0.64999999999999858,0,0,0,0.19999999999999929,1.8599999999999994,1.75,0,0,2.5,2.25,1.3599999999999994,0.39999999999999858,0,0,0,0,0,0,0.25,1.3999999999999986,0,0,0,0,1.5,4.5,3.1999999999999993,2.4000000000000004,0.44999999999999929,0.80000000000000071,0,0,0,0,0,0,0,0,1.1999999999999993,2.3599999999999994,1.4499999999999993,0,0,0,0,0,0,0,2.5,2.3499999999999996,1.3599999999999994,0,0,2.0500000000000007,7.3000000000000007,6.4499999999999993,7.4,6.15,5.5500000000000007,6,6.85,7.1999999999999993,2.5500000000000007,3.1999999999999993,8.65,5.0500000000000007,3.1500000000000004,2.0500000000000007,1.8599999999999994,0.44999999999999929,0.64999999999999858,1.6499999999999986,3.1999999999999993,2.8000000000000007,0.5,1.75,10.85,11.15,5.65,5.75,9.1999999999999993,10.3,10.7,11.75,11.2,3.8000000000000007,1.1499999999999986,4.8499999999999996,5,5.8599999999999994,11.15,13.15,8.61,10.559999999999999,9.65,9.75,10.3,5.6999999999999993,12.05,10.65,4.25,9.81,12.2,13.91,17.559999999999999,16.149999999999999,10.4,9.15,12.65,12.55,16,15.25,14.95,9.9,8.6,16.2,19.95,19.899999999999999,19.850000000000001,18.899999999999999,22.84,26.55,24.8,25.25,26.14,17.149999999999999,10.65,10.6,17.7,18.350000000000001,20.100000000000001,24.2,17.05,10.6,21.25,22.9,19.09,20.84,18.7,18.05,21,18.350000000000001,16.25,20.05,18.239999999999998,17.61,16.899999999999999,15.46,13.85,13.41,16.55,20,22.59,22.45,19.850000000000001,17.649999999999999,15.41,11.15,16.21,15.55,12.75,17.7,21.4,25.3,26.939999999999998,23.55,21.9,20.75,21.55,29.75,30.15,31.45,31.55,30.55,31.85,23.6,26.85,35.89,34.35,28.4,30.1,26.64,16.46,21.75,28.5,27.939999999999998,23.85,22.8,20.59,25.8,28.25,29.95,29.95,21.15,25.95,26.65,25.75,32.25,29.45,24.85,31.25,27.189999999999998,20.54,24.4,28.7,27.3,24,29.3,30.4,32.549999999999997,42.45,40.950000000000003,34.25,31.55,38.5,38.450000000000003,30.75,30.35,38.85,31.9,31.55,35.1,37.299999999999997,33.39,27.25,29.25,27.05,24.65,34.89,34.299999999999997,21.85,18.8,18.45,18.2,16.350000000000001,19.8,16.05,15.8,17.95,13.7,17.96,20.65,21.55,14.65,19.100000000000001,24.3,23.95,20.65,15.66,17,24,25.25,20.29,16.010000000000002,16.149999999999999,15.35,12,12.35,17.100000000000001,17.2,12.5,13.1,16.350000000000001,9.1999999999999993,8.75,12.2,10.15,4.6999999999999993,9.4,9.75,6.9,4.0999999999999996,5.4,8.9,6.4,11.059999999999999,16.05,19,16.100000000000001,13.45,12.35,11.75,9.85,8.4,10.95,5.35,5.4,2.5500000000000007,2.1999999999999993,6.8000000000000007,2.25,0.14999999999999858,0,0,0,0,6.0500000000000007,11.45,9.7100000000000009,4.25,0.64999999999999858,0,0,5.9499999999999993,10.199999999999999,5.4499999999999993,10.75,8.35,1.1499999999999986,0,0,0,0,0,0,8.6999999999999993,7.1999999999999993,4.8000000000000007,2.4000000000000004,1.5,0,2.75,2.25,0,0.80000000000000071,0,1.5,0,0.75,0,0,0.25,0.85999999999999943,0,0.35999999999999943,0,0,0,0,0.64999999999999858,0,0,2.6999999999999993,3.75,0,1.1999999999999993,0.94999999999999929,2.0500000000000007,2.4000000000000004,0.94999999999999929,0,0,0,1.8599999999999994,0.25,0.14999999999999858,0,0,0,0,0.5,0.75,0,0,0,0,0,1.0500000000000007,0,0,0,0,0,0,0,0,0,0,0,0,0,2.4000000000000004,1.4499999999999993,0,0.46000000000000085,0,0,0,1.3999999999999986,0,0,0,0,0,0,0,0,1.3599999999999994,0.21000000000000085,0,0.25,2.5999999999999996,2.8499999999999996,3.8599999999999994,3.1099999999999994,0,0,0,0,0,0,0,0,0,0,0,0,0.85999999999999943,1.9499999999999993,4.0999999999999996,5.75,3,0,0,0,0,0.75,4.75,3.4499999999999993,2.4499999999999993,1.5,0,0,0.39999999999999858,1.25,0,1,5.35,8.31,9.25,9.9499999999999993,5.5,3.1099999999999994,5.5,5.5500000000000007,7.15,8.4,9,2.0500000000000007,1,4.8599999999999994,11.05,7.15,10.65,16,16.399999999999999,12.05,3,3.8000000000000007,7.9,12.35,5.8000000000000007,11.05,11.15,10.059999999999999,6.25,10.65,13.65,13.45,8.1,9.81,3.6099999999999994,3.75,2.4000000000000004,5.65,11.4,14.1,13.5,12.25,9.75,8.56,13.55,14.6,9.15,8.81,10.3,4.6500000000000004,9.9,14.9,16.95,21.25,21.5,18.14,15,7.75,10.9,20.29,20.45,17.899999999999999,13.05,15.35,15.4,16.95,16.21,15.25,19.05,14.6,12.05,12.55,11.05,12.65,10.5,7.8100000000000005,14,12.95,13.6,19.5,22.3,18.600000000000001,11.559999999999999,10.4,8.85,8.6999999999999993,14.5,17.11,15.75,20.7,15.75,17.55,19,21.15,20.29,22.45,30.65,28.6,21.75,19.95,17.86,12.5,20,28.189999999999998,25.05,28.3,24.05,17.61,18.59,25.35,28.5,27.689999999999998,28.05,25.5,25.5,28.1,23.45,17.149999999999999,15.65,20.100000000000001,19.55,25.15,19.8,12.5,16.510000000000002,18.7,10,18.100000000000001,21.09,17.61,16.45,15.15,19.899999999999999,26.05,31.6,29.05,35.299999999999997,35.950000000000003,26.75,20.8,24.94,28.85,16.66,12.15,16.75,19.649999999999999,18.59,18.55,20.399999999999999,24.25,17.350000000000001,10.309999999999999,16.46,24.15,25.35,26.6,23.15,23.95,23.05,10.75,6.8000000000000007,4.1500000000000004,9.85,15.25,13.35,11.95,9.86,10.35,8.36,12.309999999999999,17.149999999999999,19.350000000000001,18.25,18.100000000000001,13.95,14.6,14.25,18.95,16.600000000000001,9.9600000000000009,11.95,15.8,12.7,6.0500000000000007,11.95,18.25,22.4,23.55,23.65,15.35,15.75,18.55,22.59,21.3,12.35,17.149999999999999,16.350000000000001,13,8.25,5.4499999999999993,3.6099999999999994,2.8000000000000007,7,7.5500000000000007,7.1999999999999993,8.25,10.9,11.05,8.9,14.05,11.9,11.85,10.8,9.8000000000000007,9.65,9.75,8.25,7.1999999999999993,5.4,3.1500000000000004,5.9499999999999993,9.1,9.5500000000000007,7.25,2.1500000000000004,1.1499999999999986,3.1500000000000004,11.5,13.85,8.1,5.8000000000000007,7.0500000000000007,6.3000000000000007,4.6500000000000004,3.6500000000000004,3,2.8000000000000007,0.5,0,0,0,0,0,0,0,0,0,0,0,0,0,5.8000000000000007,7.75,6.5500000000000007,2.9000000000000004,0,3.6500000000000004,4.4499999999999993,2.6500000000000004,1.4600000000000009,0,0,0,0,0,0.89999999999999858,0,0.60999999999999943,0,0,0,0,3.1500000000000004,1.7100000000000009,1.3599999999999994,1.4499999999999993,1.5500000000000007,0,0,0,0,0,0,0,0,0,0,0,0,0,0.80000000000000071,0.10999999999999943,0,0.60999999999999943,0,0,0,0,0,0,0,0,0,0,0,0,0,0,0,0,0,0,0,0,0,0,0,0,0,0,0,0,0,0,0,0,0,0.69999999999999929,0,0,0,0,0,0,0,0,0,0.19999999999999929,1.4499999999999993,1.1099999999999994,1.25,0,0,0,0,0,0,3.4000000000000004,2.8499999999999996,0,1.75,2.5,0.94999999999999929,0,0,0,0,0.55000000000000071,0,1.8599999999999994,4.4499999999999993,4.6999999999999993,4.1999999999999993,3.4000000000000004,1.6099999999999994,2.5,2.6500000000000004,3.8499999999999996,2.8000000000000007,3.6999999999999993,1.75,1.4499999999999993,0,0.25,7.25,10.050000000000001,10.65,7.4,3.4000000000000004,9.6999999999999993,9.75,6,0,0,1.4499999999999993,3.5500000000000007,6.1,11.25,12.45,9.4,11.1,15,17.71,16.010000000000002,13.35,3.9000000000000004,12.91,14.35,7,1.6499999999999986,8.31,11.6,7.9,9.85,8.81,9.3000000000000007,13.6,11.35,13.8,15.5,13.059999999999999,10.6,11.6,12.6,12.75,5.9,10.35,18.600000000000001,18.440000000000001,19.5,20.09,15.3,14.65,15.6,14.16,14.45,8.9,9.6999999999999993,15.1,15.3,15.6,16.7,16.71,18.190000000000001,17.61,20.5,21.25,23.09,21.4,19.14,25.35,28.6,30.8,29.8,22.3,28.05,31.2,24,22.6,17.850000000000001,19.7,16.399999999999999,19.100000000000001,14.8,17.2,19.14,18.25,20.85,18.14]
["Midland Power Utility Corporation (Midland)","Midland",31.05,37.29,34.799999999999997,22.95,20.100000000000001,26.1,34.299999999999997,29,25.35,21.1,14,16.149999999999999,13.4,16.3,20.54,23.65,18.75,22.2,22.25,30.4,36.950000000000003,38.6,36.14,33.64,29.25,30.9,29.1,31.85,30.39,25.45,23.45,24.15,22.75,27.25,24.7,27.189999999999998,28.1,28.25,27.05,28.6,28.6,33.049999999999997,30.8,26.4,23,28.189999999999998,31.8,31.85,20.64,18,16.55,15.75,19.149999999999999,22.8,27.55,28.35,31.35,32.6,35.049999999999997,26.15,32.549999999999997,34.200000000000003,30,31.14,31.45,21.15,20.440000000000001,22.6,14.1,14.41,25.15,29.25,16.600000000000001,22.45,33,30.5,20.85,16.91,18.2,19.649999999999999,21.15,29.2,25.65,23.75,29.65,20.65,13.4,17.75,19.45,17.86,13.45,17.149999999999999,17.559999999999999,14.2,17.75,14.2,13.41,12.35,13.9,7.5500000000000007,11,12.45,6.3599999999999994,7.6999999999999993,20.75,21.95,14.55,11.8,15.5,8.5,4.9499999999999993,12,14.25,14.8,11.5,15.05,13.3,12.4,9.6999999999999993,10.25,7.8100000000000005,9.9499999999999993,11,10.75,13.15,12.559999999999999,9.5,3,0,4.4499999999999993,4.0500000000000007,1.3999999999999986,0,7.65,4.25,11.2,11.35,8.1999999999999993,6.5500000000000007,5,3.3000000000000007,6,4.25,3.8000000000000007,2.4000000000000004,0,1.8000000000000007,6.4499999999999993,6.0500000000000007,4.5500000000000007,2.75,0,0,0,2.3499999999999996,5.9499999999999993,5.4,4.0999999999999996,3.3000000000000007,2.1099999999999994,2.8000000000000007,0,0,2.6500000000000004,7.65,2,0,0,2.9499999999999993,3.6999999999999993,5.3000000000000007,1.75,1.5,0,0,2.3000000000000007,1.1099999999999994,0.64999999999999858,0,0,0,0,0,3.75,1.8599999999999994,0,0,0,0,3.0999999999999996,3.5,2.6500000000000004,0,0,0.14999999999999858,0,3.25,1.6999999999999993,0.89999999999999858,0,0,0,0,0,1.5500000000000007,0,0,0,1.6999999999999993,2.1999999999999993,2,1.6999999999999993,0,0,0,0,0,0,0.80000000000000071,1.1099999999999994,0,0,0,0,2.6500000000000004,5.35,1.4499999999999993,1.3999999999999986,3.4499999999999993,2.9000000000000004,0,0,0,0,0,0,0,0,1.1099999999999994,3.4499999999999993,0.75,0,0,0,0,0,0,0,1.3999999999999986,2.4499999999999993,0.75,0,0,0.94999999999999929,6.85,8,5.25,5.0999999999999996,5.8000000000000007,3.0500000000000007,9.9,9,1.1099999999999994,2.6999999999999993,7.25,1.8999999999999986,1.5500000000000007,1.75,3.4499999999999993,3.25,2.1099999999999994,2.1999999999999993,1.1499999999999986,2.4499999999999993,0.75,0.25,8.65,9.65,5.35,4.5,8.75,9.1999999999999993,9.65,10.199999999999999,9.1999999999999993,5.8000000000000007,0,3.4000000000000004,5.15,3.8000000000000007,10.199999999999999,12.85,9.5,9.9,11.6,11.25,11.6,4.9499999999999993,9.81,11.3,3.4000000000000004,9.85,12.7,13.85,16.2,13.85,8.9,7.65,12.2,12.8,16.86,15.45,15.15,13.6,6.5500000000000007,14.05,16.05,19.04,17.95,18.350000000000001,19.600000000000001,23.5,23.09,22.05,22.45,16.91,9.9499999999999993,7.65,15.95,18.3,20.95,24.15,17.399999999999999,10.45,20.95,24.9,17.71,20.75,20.2,16.95,22.09,19.3,17.3,21.45,20.2,17.61,16,15.85,15.75,15.71,17.16,20.29,21.25,21.35,18.7,20.04,16.149999999999999,11.3,13.95,13.95,11.309999999999999,17,21.75,25.5,26.14,22.59,25.15,23.6,21.95,28.39,27.55,32.200000000000003,28.6,27.65,28.3,24.4,26.95,35.29,31.2,22.59,28.05,26.05,15.8,23.85,31.39,31.3,25.4,19.14,20.7,29.1,32.75,29.85,27.939999999999998,22.3,26.5,26.939999999999998,28.189999999999998,31.3,26,24.1,30.25,24.75,24.5,29.3,29.65,27.35,25,29.7,33.549999999999997,32.5,40.9,40.1,31.35,29.75,36.25,36.200000000000003,29.35,30.9,36.1,30.05,30.35,34.5,31.55,26.55,27.1,26.1,25.2,25.85,33.200000000000003,28.85,20.65,19.100000000000001,15.8,11.6,14.7,20.350000000000001,15.66,14.9,17.399999999999999,13.75,18.59,22,22.55,16.399999999999999,19.850000000000001,26.39,29.25,25,17.45,16,23.6,25.6,18.25,15.75,19.55,18.600000000000001,8.5,11.95,18.09,19.8,16.45,13.559999999999999,16.600000000000001,10.65,7.5500000000000007,12.6,9.1999999999999993,4.1500000000000004,9.9499999999999993,12.5,6.9499999999999993,10.1,9.6,9.65,5.6999999999999993,11.25,15.46,17.91,17.8,17.21,12.85,12.4,10.4,10.25,9.85,8.5,7.5,2.3000000000000007,2.6999999999999993,9.31,8.5,5.25,0,2.75,7.3599999999999994,0.35999999999999943,6.3599999999999994,11.15,11.35,6.5,7.65,0.64999999999999858,0,8.56,11.25,5.65,12.95,6.0500000000000007,0,0,0,0,2,0,1.6499999999999986,10.559999999999999,9.4,7.85,1.8999999999999986,2.1999999999999993,1.75,7.1,1.8000000000000007,1.1099999999999994,1.8000000000000007,0,2.4499999999999993,4.8000000000000007,2.6999999999999993,0.80000000000000071,0.64999999999999858,2.4499999999999993,1.25,0.25,5.6,1.1499999999999986,0.69999999999999929,0,0,2.6500000000000004,2.1999999999999993,1.6099999999999994,2.25,3.6999999999999993,0,0.21000000000000085,2.0500000000000007,4,3.25,1.1499999999999986,0.35999999999999943,0,0,1.5500000000000007,1.1099999999999994,0.10999999999999943,0,0,0,0,3.6099999999999994,0.35999999999999943,0,0,0,0,0,0,0.19999999999999929,0,0,0,0,0,0,0,0,0,0,0,0,1.0500000000000007,1.3599999999999994,5.0000000000000711E-2,0,0,0,0,0.55000000000000071,0,0,0,0,0,0,0,0,1.1999999999999993,0.19999999999999929,0,0,2.3000000000000007,2.1500000000000004,1.8000000000000007,1.1499999999999986,0.69999999999999929,0,0,0,0,0,0,0,0,0,0,0,0,0.35999999999999943,2.5999999999999996,3.6500000000000004,0.55000000000000071,0,0,0,0,0,4.1099999999999994,2.6500000000000004,4.5500000000000007,1.8000000000000007,0.46000000000000085,5.0000000000000711E-2,1.1999999999999993,0,0,0.55000000000000071,5.9499999999999993,7.4499999999999993,8.11,8.9499999999999993,6.9499999999999993,7.0500000000000007,4.9000000000000004,7,8.6,6.0500000000000007,8.9499999999999993,0,0,4.1500000000000004,8.85,4.8499999999999996,11.1,15.8,17.41,10.65,4.1999999999999993,4.1999999999999993,6.6099999999999994,11.9,6.65,9.9,11.55,11.1,8.31,9.35,14.55,12.7,7.9499999999999993,5.25,5.3000000000000007,2.0999999999999996,0,4.75,10.35,10.8,12.1,12.65,9.75,10.050000000000001,13.4,14.2,10.8,11.9,12.3,7.9,7.5,13.2,15.75,19.3,19.3,16.149999999999999,15.1,5.9499999999999993,10.3,17.91,17.649999999999999,17.95,15.05,14.5,14.75,13.6,14.7,13.35,15.71,13.55,10.199999999999999,9.81,8.9,13,10.35,7.3000000000000007,13.16,15.7,13.86,17.91,20.5,16,12.6,10.4,6.85,6.9,13.9,17.25,18.149999999999999,23.35,19,16.350000000000001,16.649999999999999,19.25,18.8,22.5,31.65,28.65,19.399999999999999,16.7,18.649999999999999,13.91,19.04,26.1,24,25.94,23.6,19.2,18.7,24.69,29.65,18,18,18,22.65,27.4,21.6,16.86,15.85,20.100000000000001,18.5,24.35,19.04,10.45,15.4,17,11.65,18.5,19.3,17.46,15.9,16.46,21.4,25.19,29.75,28.7,39.15,38.14,28.189999999999998,20.350000000000001,23.65,27.29,18.29,12.65,18.05,24.3,21.9,20,21.9,25.1,17.46,10.5,19.79,27.05,26.939999999999998,27.05,22.8,22.35,21.75,11.65,9.1,5.5500000000000007,12.55,18,11.5,13.45,10.25,14.8,11.7,13.5,17.350000000000001,21.15,20.8,18.25,16.899999999999999,17.05,19.399999999999999,20.05,18.75,11.15,13.91,18.05,11.35,7.15,11.8,18.25,22.4,22.45,23.15,18.7,17.809999999999999,21.09,23,21.55,11.45,17.8,17.510000000000002,16.059999999999999,9.7100000000000009,6.5,9.65,6.9499999999999993,13.05,8.8000000000000007,4.1500000000000004,9,15,12.5,14.05,14.1,14.9,13.809999999999999,12.7,11.25,11.65,10.85,9.6999999999999993,5.4,9.56,6.35,5.35,12.85,12.1,11.3,6.15,1.5500000000000007,5.0999999999999996,11.5,14.4,12,11.3,10.7,7.0500000000000007,6.9,4.1999999999999993,6.85,6,3.4499999999999993,0.30000000000000071,0,0,0,0,0,4.0500000000000007,1.1099999999999994,0.14999999999999858,3.25,1.5500000000000007,0,5.0000000000000711E-2,4.6999999999999993,7.35,6.6,4.75,0,3.1099999999999994,4.5,6.1,1.8000000000000007,0,0,0,0,0,0.85999999999999943,4.25,4.0999999999999996,1.4499999999999993,0,0,0,1.6499999999999986,1.25,0.35999999999999943,0.60999999999999943,0,0,0,0,0,0,0,0,0,0,0,0,0,0,1.5500000000000007,0,0,0.80000000000000071,0,0,0,0,0,0,0,0,0,0,0,0,0,0,0,0,0,0,0,0,0,0,0,0,0,0,0,0,0,0,0,0,0,0.39999999999999858,0,0,0,0,0,0,0,0,0,0,3.4000000000000004,2.4499999999999993,0.69999999999999929,0,0,0,0,0,0,2.3499999999999996,0,0,3.9000000000000004,3.6099999999999994,0.30000000000000071,0,0,0,0,0,0,2.8000000000000007,6.25,5.6999999999999993,4.5500000000000007,3.4499999999999993,0.94999999999999929,3.3000000000000007,2.0500000000000007,4.1500000000000004,2.8000000000000007,3.1500000000000004,1.3599999999999994,0,0,0,5.65,9.15,12.1,6.0500000000000007,0.75,9,7.6999999999999993,4.75,1.6999999999999993,1,0,2.8000000000000007,5.25,8.9,11.1,8.4499999999999993,11,12.3,15.1,15.81,11.3,4.25,10.5,12.85,5.75,6.0500000000000007,8.31,9.06,4.9000000000000004,9.5,5.4,6,11.2,2.6500000000000004,9.65,12.4,7.3000000000000007,6.75,8.85,9.6999999999999993,9.85,1.8999999999999986,8.65,16.5,17.649999999999999,17.36,19.850000000000001,17.850000000000001,13.91,13.559999999999999,15.2,14.5,8.06,8.75,12.05,15.25,15.4,17.850000000000001,15.41,14.8,15.4,18.149999999999999,22.84,24.85,21.65,17.5,21.1,24.35,26.55,25.7,21.4,25,26.6,22.3,15.9,17,14.85,15.75,20.09,15.6,17.16,19,17.45,20.5,19]
["Milton Hydro (Milton)","Halton Hills",30.65,35.6,34.5,22.8,19.350000000000001,26.8,38.75,31.3,29.1,20.7,13.8,16.649999999999999,14,16.2,20.6,21.15,18.75,23.6,23.75,28,37.04,36.25,34.75,32.15,28.2,29.5,29.1,34.39,32.299999999999997,25.6,20.04,19.55,22.1,27.15,28.189999999999998,28.55,30.4,31.25,32.1,30.2,28.1,31.6,32.25,26.8,21.8,26.939999999999998,29.7,28.25,20.95,18.39,18.39,16.2,18.09,21.75,26.3,27.4,30.9,31.3,31.95,24.95,31.75,33.85,31.3,28.3,26,23.65,20.95,23.25,14.65,12.15,24.35,30.05,16.649999999999999,19.940000000000001,29.45,28,21.3,15.4,17.95,18.190000000000001,20,25.55,25.44,22.69,26.25,21.14,12.25,16.399999999999999,15.56,12.85,13.55,15.1,17.25,13.95,17.25,14.45,13.36,11.3,12.5,6.65,9.7100000000000009,8.81,4.0500000000000007,6.4,19.95,19.45,14.25,11.9,12.55,10.55,5.4499999999999993,8.65,12.85,12,11.25,11.15,10.809999999999999,10.25,10.7,11.65,7.3000000000000007,8.36,8.06,8.65,9.2100000000000009,7.6999999999999993,9.31,3.6999999999999993,2.5,4.1099999999999994,2.9499999999999993,0.89999999999999858,1.5,3.25,3,9.4,10.050000000000001,8.4499999999999993,3.3499999999999996,3.9499999999999993,2.3499999999999996,2.4499999999999993,4.3499999999999996,0.55000000000000071,0,0,0,3.5500000000000007,2.4000000000000004,0,1.5,1.1499999999999986,0,0,0.71000000000000085,3.5,0.75,0,1.3599999999999994,0,0,0,0,0.14999999999999858,2.75,2.5999999999999996,0,0,0,0,1.4499999999999993,0,0,0,0,0,0,0,0,0,0,0,0,0.25,0,0,0,0,0,0,1.3000000000000007,0,0,0,0,0,0.75,0.35999999999999943,0,0,0,0,0,0,0,0,0,0,0.75,0.85999999999999943,0,0,0,0,0,0,0,0,0,0,0,0,0,0,0.25,3.0500000000000007,0.39999999999999858,1.5500000000000007,0,1.8000000000000007,0.5,0,0,0,0,0,0,0,0,0.60999999999999943,0.80000000000000071,0,0,0,0,0,0,0,0.44999999999999929,1.0500000000000007,0.69999999999999929,0,0,0.96000000000000085,6.4499999999999993,7.25,7.3000000000000007,4.1999999999999993,3.8000000000000007,3.8000000000000007,8.15,8.75,0.85999999999999943,1.1099999999999994,6.65,3.25,1.6999999999999993,2,0.89999999999999858,0,0,0,0.89999999999999858,2.8000000000000007,1.0500000000000007,0,8.65,9.56,4.6999999999999993,3.8499999999999996,8.15,9.15,9.35,9.4499999999999993,10.75,7.9,0,2.1500000000000004,2.0500000000000007,3.6999999999999993,9.9600000000000009,11.95,9.1999999999999993,9.5,9.75,7.1,8.5500000000000007,6,10,11.559999999999999,3.1099999999999994,9.4,11.85,14.05,17,15.41,10.5,6.9,10.7,11.2,16.95,15.55,13.91,11.7,9.4,14.2,19.350000000000001,19.04,19.399999999999999,19.2,20.84,25,23.55,23,23.2,17.2,11.35,7,16.350000000000001,17.350000000000001,19.100000000000001,22.8,15.91,9.1,19.850000000000001,22.4,17.649999999999999,20.59,18.39,16.5,21.84,17.41,15.65,19.850000000000001,22.09,18.350000000000001,16.8,15.55,15.16,15.05,15.95,20.25,20.8,21,18.64,17.25,14.85,10.1,13.85,13.95,11.65,16.46,20.59,23.25,25.75,23,21.55,20.149999999999999,18.8,28.1,28.95,31.85,31.14,28.15,30.9,23.5,26.85,34.35,28.3,26.3,26.75,23.7,15.05,22.5,27.65,26.35,22.25,20.399999999999999,20.8,25.8,28.7,27.35,25.25,21.55,27.3,28.35,26.5,31.95,28.8,23.6,30.3,26.939999999999998,23.4,28.7,29.85,25.65,23.75,28.85,34.35,31.75,40.299999999999997,36.89,30.55,29.6,36.35,36.6,29.25,28,36.39,32.5,30.2,31.95,33.4,29.75,25.75,25.15,24.19,23.25,31.2,30.1,21.75,19.600000000000001,17.010000000000002,16.21,14.35,17.45,16.010000000000002,14.5,15,12.05,17.55,19.600000000000001,21,14.7,17.75,24.05,24.95,22.35,17.059999999999999,15.56,21.8,24.1,19.7,15.4,16.45,16.46,8.06,9.81,16.399999999999999,18.440000000000001,13.41,13.61,15.35,13,7.6999999999999993,11.05,8.1,2.9000000000000004,7.5500000000000007,8.15,9.4499999999999993,2.9000000000000004,5.8000000000000007,9.9,7.1,10.809999999999999,14.05,17.05,15.4,13.61,10.9,9.81,6.25,5.5,5.75,3.5500000000000007,2.8499999999999996,0.85999999999999943,0.64999999999999858,6.4499999999999993,3.5,1.3000000000000007,0,0,0,1.75,5.9,8.6999999999999993,7.6099999999999994,6.0500000000000007,0,0,0,5.85,8.06,4.1099999999999994,7.85,6.0500000000000007,0,0,0,0,0,0,0,8.81,6.25,4.6500000000000004,3.9000000000000004,1.3999999999999986,0,4.1999999999999993,3.1999999999999993,0,0,0,0,1.6099999999999994,0,0.35999999999999943,0,0,0.14999999999999858,0,0.80000000000000071,0.75,0,0,0,0,0,0,2.4000000000000004,3.8499999999999996,0,0.60999999999999943,0,0.5,1.3000000000000007,0,0,0,0,0.89999999999999858,0,0,0,0,0,0,0.94999999999999929,0.44999999999999929,0,0,0,0,0,0,0,0,0,0,0,0,0,0,0,0,0,0,0,0,0,0,0,0,0,0,0,0,0,0,0,0,0,0,0,0,5.0000000000000711E-2,0,0,0.46000000000000085,0.89999999999999858,2,1.1099999999999994,0,0,0,0,0,0,0,0,0,0,0,0,0,0,3.9499999999999993,5.6999999999999993,1.4600000000000009,0,0,0,0,0,3.9000000000000004,2.8000000000000007,2.0999999999999996,0,0,0.94999999999999929,2.9499999999999993,1.8999999999999986,0,0,5.65,8.35,9.36,9.06,6.1999999999999993,5.65,4.5999999999999996,2.6999999999999993,6.75,6.6999999999999993,8.1,1.1099999999999994,0.10999999999999943,3.4499999999999993,8.9499999999999993,6.5500000000000007,10.6,16.05,16.25,11,3.25,6.9499999999999993,7.4499999999999993,13.059999999999999,6.5,9.6999999999999993,11.95,11.35,6.1999999999999993,7.85,12.6,12.35,7.9499999999999993,8.9,3.0500000000000007,6.1,2.8000000000000007,4.8499999999999996,10.95,12.5,12.55,13.16,8.15,8.35,12.45,14.6,9.6,10.9,12.55,6.65,8.1999999999999993,14.16,14.45,19.04,20.25,15.5,15.45,7.9,10.25,19.05,18.7,16.649999999999999,13.55,13.95,13.95,13.55,15.2,17.010000000000002,16.100000000000001,13.8,10.559999999999999,9.9499999999999993,9.4499999999999993,13.25,11.6,8.65,12.9,14.55,12.1,18.190000000000001,20.399999999999999,17.21,11.6,8.85,9.15,7.75,12.85,16.8,17.100000000000001,21.25,15.85,15.71,17.600000000000001,20.25,20,23,31.3,26.9,20.2,18.440000000000001,18.75,12.309999999999999,17.86,26.189999999999998,23.8,26.75,23.3,17.399999999999999,18.45,23.25,27.8,27.189999999999998,24,24.9,25.3,25.44,23.9,16.649999999999999,14.5,19.100000000000001,18.09,23.5,19.25,12.35,13.9,18,9.15,16.899999999999999,18.2,16.91,16.21,16.3,18.850000000000001,24.65,31.14,28,39.15,35.35,24.2,19.05,24.15,27.689999999999998,15.8,10.45,16.149999999999999,20.3,18.95,17.55,20.55,24.94,18.79,10.15,16.71,27.15,25.75,24.8,21,20.95,20.740000000000002,11.85,10.7,5.5,9.9,12.7,10.15,11.85,11.75,10.4,8.65,11.15,16.75,19.75,19.649999999999999,17.899999999999999,16.899999999999999,16.21,18.95,18.350000000000001,16.96,12.95,12.45,14.9,13.8,5.6999999999999993,10.309999999999999,17.510000000000002,22.2,22.65,22.05,16.100000000000001,14.91,17.96,21.75,21.4,12.4,15.3,16.510000000000002,14.55,10.8,7.0500000000000007,5.5500000000000007,1.6999999999999993,7.0500000000000007,9.1999999999999993,8.1,5.9499999999999993,10.65,11.85,11.9,14.05,12.3,13.41,10.25,9.81,9.4,8.56,9.11,7.15,6.1999999999999993,3.3499999999999996,6.15,8.31,9.31,8.35,6.85,4.3000000000000007,1.5,9.9,13.16,8.6999999999999993,7.6999999999999993,7.8100000000000005,3.5500000000000007,2.8499999999999996,0.46000000000000085,0.44999999999999929,0,0,0,0,0,0,0,0,0,1.8000000000000007,0,0,0,0,0,2.6999999999999993,7.15,3.75,2.3000000000000007,0,1.1099999999999994,2.4000000000000004,3.0500000000000007,0.10999999999999943,0,0,0,0,0,0,0,0,0,0,0,0,0,0,0,0,0,0,0,0,0,0,0,0,0,0,0,0,0,0,0,0,0,0,0,0,0,0,0,0,0,0,0,0,0,0,0,0,0,0,0,0,0,0,0,0,0,0,0,0,0,0,0,0,0,0,0,0,0,0,0,0,0,0,0,0,0,0,0,0,0,0,0,0,0,0,0,0,0,0,0.80000000000000071,2.6099999999999994,0.69999999999999929,0,0,0,0,0,0,1.6499999999999986,4.1999999999999993,5.15,3.1999999999999993,2.5500000000000007,0.60999999999999943,2.8000000000000007,1.8599999999999994,3.5999999999999996,1.75,2,0.71000000000000085,0.89999999999999858,0,0.55000000000000071,5.0999999999999996,9.4,10.15,8.06,1.7100000000000009,5.9499999999999993,8.56,4.8599999999999994,0,0,0,2.3499999999999996,4.75,9.9499999999999993,11.9,8.9499999999999993,10.45,12.25,15.45,15,12.6,2.9000000000000004,11.65,13.5,6.1999999999999993,2.9499999999999993,7.8100000000000005,10.199999999999999,6.4499999999999993,9.06,9.81,7.0500000000000007,12.2,9.35,11.85,14.55,11.35,9.4499999999999993,10.8,10.45,11.309999999999999,7.1999999999999993,10.7,18.149999999999999,18.440000000000001,19.09,19.04,15.5,12.6,13.66,13.66,12.6,7.6999999999999993,9.1,12.1,14.2,14.95,16.46,14.95,15.85,16.91,20.2,22.05,22.25,21.65,18.149999999999999,21.95,25.85,28.4,26.5,21.3,25.45,28.25,22.89,22.34,16.71,18,15.9,18.14,14.95,16.2,19.55,17.86,19.850000000000001,17.899999999999999]
["Newmarket-Tay Power Distribution Ltd. (Newmarket, Tay Township and Perth County)","Newmarket",31.6,36.950000000000003,35.25,23.15,19.5,25.9,37.89,31.25,28.95,21.55,13.91,17.11,16.600000000000001,16.059999999999999,20.29,22.15,20.2,23.65,23.6,28.95,38.5,37.6,35.79,33.549999999999997,29.25,32.700000000000003,29.39,33.799999999999997,32.450000000000003,26.8,22.09,21.8,22.9,28.15,29.15,29.6,32.799999999999997,31.6,30.64,31.4,32.15,33.549999999999997,33.700000000000003,28,21.4,27.4,30.25,30.15,21.55,18,21.45,16.2,17.8,21.55,26.55,27.25,31.5,31.7,32.6,25.44,32,34.1,33.85,29.2,29.89,24.29,21.2,23.6,16,11.65,24.25,30.65,16.850000000000001,19.940000000000001,30.3,29.2,21.7,16.05,17.16,17.559999999999999,20.25,26.85,25.9,23.4,26.35,22.3,12.6,16.45,15.96,12.55,14.15,15.05,16.649999999999999,14,17.600000000000001,14.45,14.1,11.95,12.25,7.1,8.9600000000000009,9.4,4.5,6.9499999999999993,20.29,19.399999999999999,14.8,12.15,11.7,11.7,4.5500000000000007,9.56,13.5,11.45,11.1,12.5,10.4,11,10.75,11.9,7.4,8.6999999999999993,9.35,8.9,8.56,7.4499999999999993,9.56,4.1099999999999994,0.5,4.25,3.1099999999999994,1,3.25,2.9000000000000004,2.3599999999999994,10.199999999999999,9.85,10.25,4.9499999999999993,3.3000000000000007,1.8999999999999986,2.3000000000000007,4.75,2.1500000000000004,0,0,0,3.4499999999999993,2.8599999999999994,0.5,1.5,1.5500000000000007,0,0,1.3000000000000007,4.0500000000000007,1.4499999999999993,1.4499999999999993,1.8000000000000007,0,0,0,0,5.0000000000000711E-2,3.0500000000000007,2.5500000000000007,0.10999999999999943,0,0,0,0.19999999999999929,0,0,0.69999999999999929,0,0,0,0,0,0,0,0,0,0,0.35999999999999943,0,0,0,0,1,1.8999999999999986,0.30000000000000071,0,0,0,0,1.2100000000000009,1.8999999999999986,0.5,0.5,0,0,0,0,5.0000000000000711E-2,0,0,0,0.69999999999999929,0.64999999999999858,0.44999999999999929,0,0,0,0,0,0,0,0,0,0,0,0,0,0.60999999999999943,3.9499999999999993,0.5,0.55000000000000071,0,1.3599999999999994,2.1500000000000004,0,0,0,0,0,0,0,0,1.25,1.6999999999999993,0,0,0,0,0,0,0,2.1099999999999994,1.0500000000000007,2.0500000000000007,0,0,1.8999999999999986,5.8000000000000007,8.1,8.5,5.5500000000000007,5,4.6500000000000004,8.31,9.6,2.6999999999999993,1.3000000000000007,6.8000000000000007,2.1999999999999993,2.3499999999999996,2.1999999999999993,1.0500000000000007,0,0,0,0.85999999999999943,3.5500000000000007,1.7100000000000009,0,8.35,9.9,5.1999999999999993,4.3000000000000007,8.4,8.81,10,10.95,11.9,9.4,0.19999999999999929,2.5999999999999996,1.8599999999999994,3.9000000000000004,10.050000000000001,12.4,10.5,9.75,9.81,7.25,8.4,5.5500000000000007,10.1,12.5,3.5,9.6,11.75,14.75,16.8,15.75,10,6.75,11.35,12.1,17.45,16.649999999999999,13.8,12.7,9.9499999999999993,13.25,18.7,19.2,19.75,18.649999999999999,20.45,24.65,23.5,23.3,23.4,17.649999999999999,11.809999999999999,8.15,16.21,17.91,19.54,23.3,16.3,9.56,20.5,23.45,17.8,21,18.84,16.899999999999999,22,19.600000000000001,16.350000000000001,21,23.15,19.350000000000001,16.399999999999999,15.8,15.6,15.46,16.45,21.2,22,21.59,18.09,18.25,15.75,9.9,13.6,15.1,12.75,15.5,21.2,24.65,25.75,23.15,23.55,21.9,18.89,27.65,28.65,33.450000000000003,30.95,27.439999999999998,30.6,24.65,27.39,34.200000000000003,27.75,26.189999999999998,25.94,25.2,15.96,23.45,28.7,27.85,24.5,19.850000000000001,20.9,27.05,29.95,27.75,25.85,21.65,26.8,29.7,27.35,32.1,28.25,23.85,30.95,26.2,24.6,29.65,30.1,26.1,25.45,29.8,35.1,32.35,41.65,37.1,31.55,30.5,36.549999999999997,36.299999999999997,30.5,29.95,36.35,32.549999999999997,32.049999999999997,33.6,34.5,30.6,27.8,27.35,27.439999999999998,23.8,31.39,31.05,22.9,21,15.96,17.86,13.2,17.850000000000001,17.2,15.2,16.649999999999999,13.309999999999999,17.75,20.6,20.75,14.8,18.39,24.65,26,21.34,18,14.95,21.740000000000002,24.8,20,15.6,16.5,16.350000000000001,9.7100000000000009,10.050000000000001,15.85,18.09,13.65,13.2,16.05,12.75,7.6999999999999993,11.25,9.5500000000000007,5.4,8.9,8.9,8.75,3.6999999999999993,6.5500000000000007,10.050000000000001,8.15,11.3,14.1,17.5,15.55,13.95,10.65,9.56,6.6099999999999994,3.9000000000000004,6.15,3.6999999999999993,2.1999999999999993,1.25,0.5,6.35,4.5,1.6999999999999993,0,0,0,0.94999999999999929,5.9,8.31,6.5,6.85,0,0,0,5.5500000000000007,8.1999999999999993,3.8000000000000007,9.25,5.75,0,0,0,0,0,0,0,8.81,5.3000000000000007,4.8000000000000007,4.8499999999999996,1.8599999999999994,0,4.1500000000000004,4.1500000000000004,0,0,0,0,2.25,0,0.89999999999999858,0,0,1,0,1.9600000000000009,1.8999999999999986,0,0,0,0,0.14999999999999858,0,2.3499999999999996,3.6999999999999993,0,1.6499999999999986,0,1.3000000000000007,1.1999999999999993,0.10999999999999943,0,0,0,0.85999999999999943,0,0,0,0,0,0,2.0500000000000007,1.0500000000000007,2.1099999999999994,0,0,0,0,0,0,0,0,0,0,0,0,0,0,0,0,0,0,0,0,0,0,0,0,0,0,0,0,0,0,0,0,0,0,0.5,0.14999999999999858,0,0,0.85999999999999943,0.85999999999999943,2.4499999999999993,1.1099999999999994,0,0,0,0,0,0,0,0,0,0,0,0,0.64999999999999858,5.0000000000000711E-2,4.5,5.5,1.75,0,0,0,0,5.0000000000000711E-2,4.25,3.9499999999999993,1.9600000000000009,0,0,1.5500000000000007,3.9499999999999993,2.4499999999999993,0,0.10999999999999943,6.4499999999999993,8.56,10.35,9.6,6.1999999999999993,5.6999999999999993,4.9499999999999993,3.9000000000000004,8.1999999999999993,7.3000000000000007,9.06,1.8000000000000007,1.8000000000000007,3.6999999999999993,8.6,7.6999999999999993,11.7,15.4,16.75,11.65,2.9000000000000004,8,7.9499999999999993,12.55,7,10.1,13.11,12.35,6.6099999999999994,8.1,14.05,13.95,7.1,9.25,4.8499999999999996,6.15,3.4499999999999993,5.0999999999999996,10.8,12.8,13.16,13.45,10.65,10.6,13.2,15.46,10.75,11.7,13.16,8.31,7.9499999999999993,15.6,15.4,18.100000000000001,20.7,17.149999999999999,16.850000000000001,8.25,10.25,19.649999999999999,19.54,18.04,14.6,14.16,14.41,13.16,15.1,18.25,17.45,14.25,12.55,11.05,9.56,14.26,12.35,8.5,12.7,15.3,12.5,18.190000000000001,20.9,17.36,11.85,10.6,10.8,7.8100000000000005,13.75,17.7,18.100000000000001,23.09,18.55,16.100000000000001,17.8,20.100000000000001,20.09,23.35,31.7,27.8,20.7,20.04,19.600000000000001,13.05,17.899999999999999,26.189999999999998,23.75,27.05,23.5,18.25,18.7,23.95,28.3,27.9,23.65,25.25,25.44,26.689999999999998,24.2,17.559999999999999,14.6,19.899999999999999,20.75,22.95,20.149999999999999,14.16,13.36,17.11,10.1,17.16,19.45,17.3,17.05,18.350000000000001,20.100000000000001,25.1,32.700000000000003,29.2,40.15,37.1,26.6,19.5,24.75,29.4,19.7,10.309999999999999,16.86,21.15,20.09,18,21.8,26,19,10.75,16.45,27.64,26.8,26.65,21.85,21.8,22.64,13,11.75,6.85,11.4,13.95,11.05,12.4,12.25,11.5,11.15,13.55,17.3,20.25,18.89,18.45,18.350000000000001,16.55,19.649999999999999,20.2,18.55,12.95,12.7,16.3,14.1,7.75,11.2,17.5,23.2,23.2,22.75,16.05,15.4,18.95,22,21.75,12.4,16.399999999999999,16.899999999999999,14.7,11.65,9,5,2.5,7.65,9.6999999999999993,7,7.15,10.95,12.25,12.1,14.05,12.45,14,10,10.6,9.9,9.06,8.6999999999999993,8.6,5.5500000000000007,3.5,5.9499999999999993,10.1,9.85,8.1999999999999993,6.5,3.4499999999999993,0.80000000000000071,10.050000000000001,13.95,9,7.75,7.9,3.4000000000000004,3.6099999999999994,0.60999999999999943,0.69999999999999929,0,0,0,0,0,0,0,0,0,2.75,0,0,0,0,0,3.5500000000000007,6.6,5,2.1999999999999993,0,2.6999999999999993,4.5999999999999996,2.75,1.25,0,0,0,0,0,0,0,0.35999999999999943,0,0,0,0,0,0,0,1.5500000000000007,0,0,0,0,0,0,0,0,0,0,0,0,0,0,0,0,0,0,0,0,0,0,0,0,0,0,0,0,0,0,0,0,0,0,0,0,0,0,0,0,0,0,0,0,0,0,0,0,0,0,0,0.30000000000000071,0,0,0,0,0,0,0,0,0,5.0000000000000711E-2,0.30000000000000071,0.55000000000000071,0.21000000000000085,0,0,0,0,0,0,1.8000000000000007,1.25,0,1.4600000000000009,4.1999999999999993,2.1500000000000004,0,0,0,0,0,0,3.25,5.35,6.4,3.6099999999999994,4.1099999999999994,1.1099999999999994,3.6999999999999993,1.8599999999999994,3.8000000000000007,1.5500000000000007,2.8499999999999996,1.8999999999999986,2.25,0,0.5,5.65,10.35,11.05,8.85,3.9000000000000004,6.9499999999999993,9.6,6.75,1.3000000000000007,2.6999999999999993,0,2.5,5.75,10.55,12.55,10,11.75,13.41,16.100000000000001,16.649999999999999,12.91,4.1099999999999994,12.6,15,9.65,4,8.81,10.7,6.9499999999999993,9.81,9.35,9.1999999999999993,12.559999999999999,9.75,12.6,14.2,10.4,10.1,11.5,10.7,11.8,7.0500000000000007,11.7,19.25,20.6,19.7,21.25,17.71,14.05,13.7,14.5,14.2,9.4499999999999993,10.85,12.25,14.85,15.46,18.5,15.6,16.399999999999999,17.11,20.190000000000001,23.85,24,22.2,17.399999999999999,22.2,25.94,29,29.2,21.65,25,29.3,23.05,20.7,17.149999999999999,18.3,16.100000000000001,20.05,17.100000000000001,16.399999999999999,20.149999999999999,17.95,20.85,18.190000000000001]
["Niagara-on-the-Lake Hydro Inc. (Niagara-on-the-Lake, Virgil, Glendale, St. Davids and Queenston)","Niagara Falls",26.3,30.2,33.85,20.65,17.95,27,35.04,27.55,26.05,17.05,11.75,16.45,11.7,17.010000000000002,19.2,20.399999999999999,16.7,25,22.4,24.15,32.1,33.049999999999997,30.6,30.1,24.9,28.25,29.9,34.299999999999997,30.7,24.15,17.350000000000001,17.05,19.899999999999999,23.25,25.05,23.45,28.3,30.2,30.5,27.3,27.189999999999998,29.7,30.55,27.15,20.95,23.8,28,30.95,21.75,14.5,16.86,13.45,15.2,19.190000000000001,24.25,25.55,30.05,28.9,31.2,21.45,28.9,32.4,31.05,27.15,26.55,22,18.45,23.8,13.66,11.25,22.39,29.05,12.5,17.96,27.4,24.9,19.3,13.7,15.46,17.899999999999999,16.3,23.95,23.35,20.75,24.55,17.61,10.25,16.399999999999999,14.95,14.95,7.3599999999999994,14.16,17.5,11.4,15.85,13.95,13.2,11.1,12.8,5.75,8.5,9.35,3.1500000000000004,3.1500000000000004,19,18.25,11.55,8.31,12.25,10.1,1.25,6.9499999999999993,12.35,11.35,9.5,11.25,10.15,11.1,6.4,8.1999999999999993,7.3000000000000007,8.1999999999999993,6.9499999999999993,8.65,8.6999999999999993,7.4499999999999993,7.75,5.1999999999999993,0,1.6499999999999986,2.8000000000000007,5.0000000000000711E-2,0,1.6499999999999986,2.1999999999999993,8.31,9.85,7.0500000000000007,2.75,2.3000000000000007,2.6500000000000004,2.9499999999999993,4.8599999999999994,1.1999999999999993,0,0,0,2.0999999999999996,3.8000000000000007,0.55000000000000071,0.69999999999999929,0,0,0,0,2.8599999999999994,0,0,1.8599999999999994,0,0,0,0,0,2.5500000000000007,2.5500000000000007,0,0,0,0,0.44999999999999929,0,0,0,0,0,0,0,0,0,0,0,0,0,0,0,0,0,0,0,0.14999999999999858,0,0,0,0,0,0.39999999999999858,0.14999999999999858,0,0,0,0,0,0,0,0,0,0,0.14999999999999858,0,0,0,0,0,0,0,0,0,0,0,0,0,0,0,0,1.6099999999999994,0,0,0,1.8599999999999994,0.30000000000000071,0,0,0,0,0,0,0,0,0,0.10999999999999943,0,0,0,0,0,0,0,0,2.4000000000000004,0.30000000000000071,0,0,1.6099999999999994,5.9499999999999993,5.8000000000000007,8.1999999999999993,4.5,2.5,4.1999999999999993,7.9,6.3599999999999994,0,0,5.35,3.0999999999999996,2.4499999999999993,3.0500000000000007,1.8999999999999986,1.3599999999999994,1.5,0,1.3999999999999986,1.3599999999999994,1.3599999999999994,0,8.4,8.86,2.9499999999999993,3.1999999999999993,5.6,8.35,8.9,9.9499999999999993,10.15,0.80000000000000071,0,2.6099999999999994,1.8000000000000007,2.9499999999999993,8.56,11.45,7.4499999999999993,8.6,9.9,6.9,11.05,4.0999999999999996,11.15,10.3,1.6099999999999994,6.9,11.15,11,13.75,14.35,10.15,4.25,10.4,11.05,15.2,14.75,12.4,8.1999999999999993,6.3000000000000007,11.559999999999999,18.600000000000001,18.39,18.350000000000001,18.89,19.850000000000001,24.5,22.8,22.7,23.35,16.91,8.1,5.75,14.6,17.11,17.55,22.75,16,7.4,17.3,20.100000000000001,15.96,19.55,17.7,15.3,20.440000000000001,17.95,13.3,18.7,20.8,17.61,16.8,15.25,15.35,13.95,15.25,18.84,19.899999999999999,20.75,19.350000000000001,17.3,14.8,8.81,13.16,12.8,10.65,15.35,19.600000000000001,22.2,25.1,21.6,21.95,20.399999999999999,15.81,26,27.05,30.7,28.85,27.189999999999998,28.3,20.8,23.3,31.65,31.45,25.25,25.8,23.75,13.95,20.04,26.5,25.8,20.54,20.7,20.149999999999999,22.85,25.65,25.85,27.65,21.55,23.9,26.689999999999998,24.15,30.15,27.689999999999998,20.399999999999999,27.85,25.9,20.25,25.1,27,26.5,25.7,26.1,32.65,29.15,36.75,36.85,33.75,27.65,32.85,37,28.14,26.75,34.299999999999997,31.8,27,28.55,31.6,30.55,26.8,25.15,23.35,20.65,29.75,29.9,21.1,18,17.149999999999999,15.71,13.45,18.149999999999999,17.149999999999999,14.4,16.010000000000002,13.4,16.55,18.95,20.45,14.65,16.5,22.39,24.19,21.45,17.11,14.66,20.25,22.4,19.489999999999998,14.85,17.16,16.55,8.06,9.8000000000000007,15.75,18.05,13.86,13.6,15.35,10.15,7.3000000000000007,11.2,8.06,2.5500000000000007,8.1999999999999993,9.56,9.15,3.1099999999999994,5.5,9.75,4.5,9.1999999999999993,13.6,16.649999999999999,14.7,14.5,11.35,10.65,6.8000000000000007,6.6,6.5,6.1999999999999993,4.6500000000000004,1.5,0,8.25,5,1.5500000000000007,0,0,0,3.75,2.75,9,8.15,3.6999999999999993,0.89999999999999858,0,0,4.3599999999999994,8.15,5.25,8.75,8.4,0.25,0,0,0,0,0,0,7.8100000000000005,7.6999999999999993,4.8000000000000007,4.9499999999999993,2.5500000000000007,0,4.3000000000000007,2.1999999999999993,0,0,0,0,1.8000000000000007,1.1099999999999994,0,0,0,0,0,1.3000000000000007,2.1500000000000004,0,0,0,0,0,0,3.1500000000000004,4.6099999999999994,0,0,0,1.5,2.8000000000000007,0,0,0,0,1.5,0.96000000000000085,0,0,0,0,0,0.94999999999999929,1.5,0,0,0,0,0,0,0,0,0,0,0,0,0,0,0,0,0,0,0,0,0.46000000000000085,0,0,0,0,0,0,0,0,0,0,0,0,0,0,0,0.25,0,0,0,0.39999999999999858,0.89999999999999858,1.1999999999999993,0,0,0,0,0,0,0,0,0,0,0,0,0,0.39999999999999858,4,4.9499999999999993,2,0,0,0,0,0,4.0999999999999996,4.3499999999999996,2.8599999999999994,1.0500000000000007,0.44999999999999929,1.1099999999999994,2.0999999999999996,0,0,0.10999999999999943,3.6999999999999993,7.3599999999999994,7.6999999999999993,8.81,6.1999999999999993,7.35,3.75,3.0999999999999996,6.4,4.4000000000000004,7.5500000000000007,3.25,0,2.3000000000000007,7.75,6.9,8.65,12.55,14.16,11.2,2.8000000000000007,3.4000000000000004,3.9000000000000004,12.35,6.75,7.25,11.309999999999999,11.4,5.8000000000000007,6.3000000000000007,12.7,12.5,6.15,8.1999999999999993,3.5,9.31,2.5,2.5999999999999996,10.35,12.1,12.65,13.36,9.81,7.8599999999999994,10.75,14.2,7.4499999999999993,10.199999999999999,11,3.1500000000000004,6.4499999999999993,14.1,13.55,17.600000000000001,19.7,15.8,14.5,6.65,8.6999999999999993,17.95,17.16,16.059999999999999,11.15,14.15,15.05,13.55,14.3,14.3,15.3,13.75,9,10.4,8.6,13.4,10.309999999999999,4.5500000000000007,11.15,12.3,11.1,16.75,20.100000000000001,16.75,9.15,7.9499999999999993,6.8599999999999994,6.6999999999999993,14.2,16.21,14.55,19.8,15.25,15.66,17.100000000000001,18.989999999999998,18,20.350000000000001,27.5,25.8,20.25,18.5,19.09,10.9,16.2,25.55,22.8,25.9,22.7,16.3,16.95,24,26.9,25.1,22.8,23.44,25.9,26.189999999999998,23.5,15.56,13.75,17.5,17.100000000000001,20.95,18.3,8.6999999999999993,13.45,18,9.85,16.5,18.149999999999999,16.899999999999999,15.16,13.45,16.86,23.09,28.6,24.85,32.89,34.049999999999997,26.9,19.09,21.65,27.05,19.14,10.45,14.85,20.399999999999999,20.7,17.149999999999999,18.64,22.65,18.55,7.6999999999999993,14.9,22.55,23.9,23.55,22.5,19.95,19.850000000000001,10.15,6.15,2.9499999999999993,8.75,13.86,11.7,12.35,8.65,10.45,7.0500000000000007,9.1,15.35,19.75,19.850000000000001,18.600000000000001,14.95,15.4,15.75,15.9,17.25,13.5,9.5,15,11.5,4.1500000000000004,9,15.9,21.25,21.3,20.59,15.6,12.6,17.2,19.5,20.5,11.75,14.1,17.149999999999999,14.95,10.199999999999999,8.75,7.65,3.5,7.5500000000000007,11.45,8.25,4.6999999999999993,10.15,12.3,11.1,15.45,12.55,13.309999999999999,11.15,10.050000000000001,9.81,10.4,9.9499999999999993,7.9499999999999993,7.0500000000000007,5.6999999999999993,3.8000000000000007,8.5,9.35,8.5,7.15,3.8000000000000007,1,7.8100000000000005,12,8.81,6.75,7.75,4.9000000000000004,3.9000000000000004,1.6499999999999986,1.6499999999999986,0.5,0,0,0,0,0,0,0,0,2.3599999999999994,0,0,0,0,0,1.1999999999999993,5.5,2.9499999999999993,2.9499999999999993,0,0.35999999999999943,1.8999999999999986,2.8599999999999994,1.1099999999999994,0,0,0,0,0,0,0,0.69999999999999929,0,0,0,0,0,0,0,0,0,0,0,0,0,0,0,0,0,0,0,0,0,0,0,0,0,0,0,0,0,0,0,0,0,0,0,0,0,0,0,0,0,0,0,0,0,0,0,0,0,0,0,0,0,0,0,0,0,0,0,0,0,0,0,0,0,0,0,0,0,0,0.14999999999999858,0.75,1.3599999999999994,0,0,0,0,0,0,0,5.0000000000000711E-2,0,0.75,3.0999999999999996,2.4000000000000004,0,0,0,0,0,0,0,5.25,5.1999999999999993,3,1.6999999999999993,0,2.5500000000000007,2.4000000000000004,2.9499999999999993,2.1099999999999994,2.5,3,0,0,0,2.1500000000000004,6.85,10,8.31,1.75,4.5,8.9499999999999993,5.0999999999999996,0,0,0,2.3000000000000007,5.1999999999999993,7.9499999999999993,10.6,8.4,8.25,11.05,13.6,14.55,11.85,4.1999999999999993,8.5,13.95,6.6999999999999993,1.8999999999999986,6.75,9.5,7.8599999999999994,10.3,8.4,6.35,10.35,10,10.85,13.91,8.6999999999999993,9.4,10.1,10.3,10.9,4.9000000000000004,9.75,16.600000000000001,17.46,17.95,17.600000000000001,15.25,12.15,13.45,13.35,12,7.0500000000000007,5.15,11.25,13.35,14.25,15.05,15,16.71,15.05,18.54,19.8,21.45,20.7,17.3,19.600000000000001,24.65,27.439999999999998,25.85,20.7,22.09,26.6,20.9,18.649999999999999,16.600000000000001,16.2,15.46,18.350000000000001,13.16,14.95,19.350000000000001,16.7,18.899999999999999,16.7]
["Niagara Peninsula Energy Inc. (Niagara Falls, Lincoln, Pelham and West Lincoln)","Niagara Falls",26.3,30.2,33.85,20.65,17.95,27,35.04,27.55,26.05,17.05,11.75,16.45,11.7,17.010000000000002,19.2,20.399999999999999,16.7,25,22.4,24.15,32.1,33.049999999999997,30.6,30.1,24.9,28.25,29.9,34.299999999999997,30.7,24.15,17.350000000000001,17.05,19.899999999999999,23.25,25.05,23.45,28.3,30.2,30.5,27.3,27.189999999999998,29.7,30.55,27.15,20.95,23.8,28,30.95,21.75,14.5,16.86,13.45,15.2,19.190000000000001,24.25,25.55,30.05,28.9,31.2,21.45,28.9,32.4,31.05,27.15,26.55,22,18.45,23.8,13.66,11.25,22.39,29.05,12.5,17.96,27.4,24.9,19.3,13.7,15.46,17.899999999999999,16.3,23.95,23.35,20.75,24.55,17.61,10.25,16.399999999999999,14.95,14.95,7.3599999999999994,14.16,17.5,11.4,15.85,13.95,13.2,11.1,12.8,5.75,8.5,9.35,3.1500000000000004,3.1500000000000004,19,18.25,11.55,8.31,12.25,10.1,1.25,6.9499999999999993,12.35,11.35,9.5,11.25,10.15,11.1,6.4,8.1999999999999993,7.3000000000000007,8.1999999999999993,6.9499999999999993,8.65,8.6999999999999993,7.4499999999999993,7.75,5.1999999999999993,0,1.6499999999999986,2.8000000000000007,5.0000000000000711E-2,0,1.6499999999999986,2.1999999999999993,8.31,9.85,7.0500000000000007,2.75,2.3000000000000007,2.6500000000000004,2.9499999999999993,4.8599999999999994,1.1999999999999993,0,0,0,2.0999999999999996,3.8000000000000007,0.55000000000000071,0.69999999999999929,0,0,0,0,2.8599999999999994,0,0,1.8599999999999994,0,0,0,0,0,2.5500000000000007,2.5500000000000007,0,0,0,0,0.44999999999999929,0,0,0,0,0,0,0,0,0,0,0,0,0,0,0,0,0,0,0,0.14999999999999858,0,0,0,0,0,0.39999999999999858,0.14999999999999858,0,0,0,0,0,0,0,0,0,0,0.14999999999999858,0,0,0,0,0,0,0,0,0,0,0,0,0,0,0,0,1.6099999999999994,0,0,0,1.8599999999999994,0.30000000000000071,0,0,0,0,0,0,0,0,0,0.10999999999999943,0,0,0,0,0,0,0,0,2.4000000000000004,0.30000000000000071,0,0,1.6099999999999994,5.9499999999999993,5.8000000000000007,8.1999999999999993,4.5,2.5,4.1999999999999993,7.9,6.3599999999999994,0,0,5.35,3.0999999999999996,2.4499999999999993,3.0500000000000007,1.8999999999999986,1.3599999999999994,1.5,0,1.3999999999999986,1.3599999999999994,1.3599999999999994,0,8.4,8.86,2.9499999999999993,3.1999999999999993,5.6,8.35,8.9,9.9499999999999993,10.15,0.80000000000000071,0,2.6099999999999994,1.8000000000000007,2.9499999999999993,8.56,11.45,7.4499999999999993,8.6,9.9,6.9,11.05,4.0999999999999996,11.15,10.3,1.6099999999999994,6.9,11.15,11,13.75,14.35,10.15,4.25,10.4,11.05,15.2,14.75,12.4,8.1999999999999993,6.3000000000000007,11.559999999999999,18.600000000000001,18.39,18.350000000000001,18.89,19.850000000000001,24.5,22.8,22.7,23.35,16.91,8.1,5.75,14.6,17.11,17.55,22.75,16,7.4,17.3,20.100000000000001,15.96,19.55,17.7,15.3,20.440000000000001,17.95,13.3,18.7,20.8,17.61,16.8,15.25,15.35,13.95,15.25,18.84,19.899999999999999,20.75,19.350000000000001,17.3,14.8,8.81,13.16,12.8,10.65,15.35,19.600000000000001,22.2,25.1,21.6,21.95,20.399999999999999,15.81,26,27.05,30.7,28.85,27.189999999999998,28.3,20.8,23.3,31.65,31.45,25.25,25.8,23.75,13.95,20.04,26.5,25.8,20.54,20.7,20.149999999999999,22.85,25.65,25.85,27.65,21.55,23.9,26.689999999999998,24.15,30.15,27.689999999999998,20.399999999999999,27.85,25.9,20.25,25.1,27,26.5,25.7,26.1,32.65,29.15,36.75,36.85,33.75,27.65,32.85,37,28.14,26.75,34.299999999999997,31.8,27,28.55,31.6,30.55,26.8,25.15,23.35,20.65,29.75,29.9,21.1,18,17.149999999999999,15.71,13.45,18.149999999999999,17.149999999999999,14.4,16.010000000000002,13.4,16.55,18.95,20.45,14.65,16.5,22.39,24.19,21.45,17.11,14.66,20.25,22.4,19.489999999999998,14.85,17.16,16.55,8.06,9.8000000000000007,15.75,18.05,13.86,13.6,15.35,10.15,7.3000000000000007,11.2,8.06,2.5500000000000007,8.1999999999999993,9.56,9.15,3.1099999999999994,5.5,9.75,4.5,9.1999999999999993,13.6,16.649999999999999,14.7,14.5,11.35,10.65,6.8000000000000007,6.6,6.5,6.1999999999999993,4.6500000000000004,1.5,0,8.25,5,1.5500000000000007,0,0,0,3.75,2.75,9,8.15,3.6999999999999993,0.89999999999999858,0,0,4.3599999999999994,8.15,5.25,8.75,8.4,0.25,0,0,0,0,0,0,7.8100000000000005,7.6999999999999993,4.8000000000000007,4.9499999999999993,2.5500000000000007,0,4.3000000000000007,2.1999999999999993,0,0,0,0,1.8000000000000007,1.1099999999999994,0,0,0,0,0,1.3000000000000007,2.1500000000000004,0,0,0,0,0,0,3.1500000000000004,4.6099999999999994,0,0,0,1.5,2.8000000000000007,0,0,0,0,1.5,0.96000000000000085,0,0,0,0,0,0.94999999999999929,1.5,0,0,0,0,0,0,0,0,0,0,0,0,0,0,0,0,0,0,0,0,0.46000000000000085,0,0,0,0,0,0,0,0,0,0,0,0,0,0,0,0.25,0,0,0,0.39999999999999858,0.89999999999999858,1.1999999999999993,0,0,0,0,0,0,0,0,0,0,0,0,0,0.39999999999999858,4,4.9499999999999993,2,0,0,0,0,0,4.0999999999999996,4.3499999999999996,2.8599999999999994,1.0500000000000007,0.44999999999999929,1.1099999999999994,2.0999999999999996,0,0,0.10999999999999943,3.6999999999999993,7.3599999999999994,7.6999999999999993,8.81,6.1999999999999993,7.35,3.75,3.0999999999999996,6.4,4.4000000000000004,7.5500000000000007,3.25,0,2.3000000000000007,7.75,6.9,8.65,12.55,14.16,11.2,2.8000000000000007,3.4000000000000004,3.9000000000000004,12.35,6.75,7.25,11.309999999999999,11.4,5.8000000000000007,6.3000000000000007,12.7,12.5,6.15,8.1999999999999993,3.5,9.31,2.5,2.5999999999999996,10.35,12.1,12.65,13.36,9.81,7.8599999999999994,10.75,14.2,7.4499999999999993,10.199999999999999,11,3.1500000000000004,6.4499999999999993,14.1,13.55,17.600000000000001,19.7,15.8,14.5,6.65,8.6999999999999993,17.95,17.16,16.059999999999999,11.15,14.15,15.05,13.55,14.3,14.3,15.3,13.75,9,10.4,8.6,13.4,10.309999999999999,4.5500000000000007,11.15,12.3,11.1,16.75,20.100000000000001,16.75,9.15,7.9499999999999993,6.8599999999999994,6.6999999999999993,14.2,16.21,14.55,19.8,15.25,15.66,17.100000000000001,18.989999999999998,18,20.350000000000001,27.5,25.8,20.25,18.5,19.09,10.9,16.2,25.55,22.8,25.9,22.7,16.3,16.95,24,26.9,25.1,22.8,23.44,25.9,26.189999999999998,23.5,15.56,13.75,17.5,17.100000000000001,20.95,18.3,8.6999999999999993,13.45,18,9.85,16.5,18.149999999999999,16.899999999999999,15.16,13.45,16.86,23.09,28.6,24.85,32.89,34.049999999999997,26.9,19.09,21.65,27.05,19.14,10.45,14.85,20.399999999999999,20.7,17.149999999999999,18.64,22.65,18.55,7.6999999999999993,14.9,22.55,23.9,23.55,22.5,19.95,19.850000000000001,10.15,6.15,2.9499999999999993,8.75,13.86,11.7,12.35,8.65,10.45,7.0500000000000007,9.1,15.35,19.75,19.850000000000001,18.600000000000001,14.95,15.4,15.75,15.9,17.25,13.5,9.5,15,11.5,4.1500000000000004,9,15.9,21.25,21.3,20.59,15.6,12.6,17.2,19.5,20.5,11.75,14.1,17.149999999999999,14.95,10.199999999999999,8.75,7.65,3.5,7.5500000000000007,11.45,8.25,4.6999999999999993,10.15,12.3,11.1,15.45,12.55,13.309999999999999,11.15,10.050000000000001,9.81,10.4,9.9499999999999993,7.9499999999999993,7.0500000000000007,5.6999999999999993,3.8000000000000007,8.5,9.35,8.5,7.15,3.8000000000000007,1,7.8100000000000005,12,8.81,6.75,7.75,4.9000000000000004,3.9000000000000004,1.6499999999999986,1.6499999999999986,0.5,0,0,0,0,0,0,0,0,2.3599999999999994,0,0,0,0,0,1.1999999999999993,5.5,2.9499999999999993,2.9499999999999993,0,0.35999999999999943,1.8999999999999986,2.8599999999999994,1.1099999999999994,0,0,0,0,0,0,0,0.69999999999999929,0,0,0,0,0,0,0,0,0,0,0,0,0,0,0,0,0,0,0,0,0,0,0,0,0,0,0,0,0,0,0,0,0,0,0,0,0,0,0,0,0,0,0,0,0,0,0,0,0,0,0,0,0,0,0,0,0,0,0,0,0,0,0,0,0,0,0,0,0,0,0.14999999999999858,0.75,1.3599999999999994,0,0,0,0,0,0,0,5.0000000000000711E-2,0,0.75,3.0999999999999996,2.4000000000000004,0,0,0,0,0,0,0,5.25,5.1999999999999993,3,1.6999999999999993,0,2.5500000000000007,2.4000000000000004,2.9499999999999993,2.1099999999999994,2.5,3,0,0,0,2.1500000000000004,6.85,10,8.31,1.75,4.5,8.9499999999999993,5.0999999999999996,0,0,0,2.3000000000000007,5.1999999999999993,7.9499999999999993,10.6,8.4,8.25,11.05,13.6,14.55,11.85,4.1999999999999993,8.5,13.95,6.6999999999999993,1.8999999999999986,6.75,9.5,7.8599999999999994,10.3,8.4,6.35,10.35,10,10.85,13.91,8.6999999999999993,9.4,10.1,10.3,10.9,4.9000000000000004,9.75,16.600000000000001,17.46,17.95,17.600000000000001,15.25,12.15,13.45,13.35,12,7.0500000000000007,5.15,11.25,13.35,14.25,15.05,15,16.71,15.05,18.54,19.8,21.45,20.7,17.3,19.600000000000001,24.65,27.439999999999998,25.85,20.7,22.09,26.6,20.9,18.649999999999999,16.600000000000001,16.2,15.46,18.350000000000001,13.16,14.95,19.350000000000001,16.7,18.899999999999999,16.7]
["North Bay Hydro (North Bay)","North Bay",43.65,45.7,45.4,27.35,24.94,34.75,38.450000000000003,32.5,32.049999999999997,24.35,16.86,19.54,17.3,19.899999999999999,26.9,27.55,23.15,27.15,29.85,42.1,48.55,46.35,44.95,39,36.64,43.29,40.5,39.35,31.85,27,27,27.4,29.6,33.450000000000003,30.25,36.1,36.049999999999997,31.1,30.35,31.95,35.35,39.85,33.89,26.939999999999998,28.05,34.35,35.14,35.1,26.939999999999998,21.85,21.64,19.55,24.19,28.85,32.89,34.299999999999997,36,38.200000000000003,43.15,31.65,39.1,39.299999999999997,34.299999999999997,32.950000000000003,30.7,25.1,29.9,30.75,20.95,20.8,31.5,36.549999999999997,22.1,29.85,37.549999999999997,35.5,24.4,20.8,20.5,24.3,25.6,35.35,32.65,29,33.799999999999997,26.35,18.84,21.9,20.240000000000002,16.809999999999999,15.6,22.05,18.25,18.5,21.25,18.850000000000001,13.5,14.8,19.190000000000001,13.7,14.7,15.46,14.7,15.56,28.64,27.35,18.190000000000001,13.25,15.5,11.15,9.85,12.55,15.9,15.7,13.86,15.65,14.15,12.25,10.9,12.25,12.2,12.3,10.7,11.35,12.85,13.16,10.65,6.5,4.4499999999999993,8.56,7.3000000000000007,8.85,5.6999999999999993,5.0500000000000007,6.1999999999999993,12.95,13.1,9.9,5.8599999999999994,4.75,3.3000000000000007,2.75,1.9499999999999993,1.1099999999999994,0,0,1.3000000000000007,3.4000000000000004,2.4499999999999993,3.75,4,0,0,1.1499999999999986,6.65,7.0500000000000007,4.25,0.5,1.9499999999999993,1.5,0,1.4499999999999993,0,2.6500000000000004,6.1999999999999993,3.3599999999999994,0,0,1.5,5.4,3.5,1.8999999999999986,1.8000000000000007,0,1.6099999999999994,1.4600000000000009,0,0,0,0,0,0,0,5.9,3.3499999999999996,1.3999999999999986,0,0,2,4.6500000000000004,3.8599999999999994,2.0500000000000007,0,0,1.3599999999999994,2.6500000000000004,4.8000000000000007,2.5999999999999996,0,0.35999999999999943,0,0,0,3.5500000000000007,2.6500000000000004,0.60999999999999943,0,1.4499999999999993,4.9499999999999993,4.25,2.9000000000000004,3.1500000000000004,0.39999999999999858,0,0,0,1.6099999999999994,2.9000000000000004,1.8599999999999994,3.1500000000000004,0,0,0,0,6.1099999999999994,8.9,5.75,4.3000000000000007,6.15,5.6999999999999993,1.3999999999999986,0.60999999999999943,0,0,0,0,0,0,4.1500000000000004,3.6999999999999993,3.3499999999999996,0,0.35999999999999943,0,0.10999999999999943,0.25,0,0,4.25,5.75,1.3599999999999994,1.25,1.6499999999999986,6.85,12.1,12.85,12.5,8.1,9.1,12.05,13.55,11.95,5.3000000000000007,7.4,10.8,5.6099999999999994,4.1999999999999993,1.9499999999999993,1.9499999999999993,1.1099999999999994,1.3000000000000007,8.35,10.1,6.6999999999999993,2.4000000000000004,0.64999999999999858,9.65,11.15,8.06,6.4,12.75,12.65,13.6,13.8,11.35,10.45,2.25,5.35,5.15,8.9,14.7,16.8,14.8,15.75,13.25,12.95,13.75,8.9499999999999993,13.41,14.85,9,14.7,18.5,19.75,22.45,22.5,13.8,10.95,14.95,17.149999999999999,20.8,19.739999999999998,22.9,24.1,16.2,17.75,22.59,24.55,22.45,23.35,22.5,27.439999999999998,28.8,26.85,30.5,13.55,14.75,13.2,21.8,26.75,26.939999999999998,31.6,23.75,18.05,31,32.049999999999997,22,32.799999999999997,25.69,24.8,30.2,22.8,22.94,28.85,26.55,27.75,22.9,18.899999999999999,19,17.75,21.55,19.45,31.5,29.25,19.2,23.5,20.95,15.95,15.4,17.399999999999999,15.4,23.35,33.1,37.35,31.7,26.439999999999998,34.39,30.39,32.35,40.54,36.25,42.35,35.89,35.5,36.299999999999997,29.39,34.5,43.2,33.14,24.3,36.54,30.8,22.25,35.049999999999997,39.75,36.35,30.65,25.1,26.4,37.700000000000003,35.950000000000003,33.450000000000003,38.1,27.4,39.700000000000003,37.14,42.85,39.65,34.049999999999997,33.85,41.15,31.1,34.6,34.950000000000003,33.799999999999997,34.1,29.45,37.75,42.95,38.6,44.5,43.7,35.299999999999997,35.200000000000003,42,43.8,31.95,36.39,42.65,32.75,36.25,38.5,37.85,30.55,29.5,29.2,30.8,29.5,38.049999999999997,33.4,25.19,24.85,21.65,15.41,18.54,26.6,22.05,19.850000000000001,17.809999999999999,16.100000000000001,22.75,26.35,28.4,20.6,27.05,34.700000000000003,35,28.85,20.45,22.44,32.75,30.85,22.8,20.95,26.9,24.25,12.7,17.25,24.25,24.25,19.54,17.149999999999999,17.95,17.45,14.35,15.35,12.6,9.6999999999999993,11.4,12.8,10.55,9.06,12.85,12.75,11.7,14.45,16.8,20.05,19.2,14.8,13.41,12.85,7.25,7.75,4.8000000000000007,5.4,5.4,3.3499999999999996,7.0500000000000007,7.9499999999999993,4.8000000000000007,2.75,0,4.6500000000000004,9.6,8.06,9.35,11.15,10.51,6.6,7.75,4,0,10.35,11.4,9.4,16.149999999999999,11.309999999999999,1.1499999999999986,3.5,0,0.5,3.9499999999999993,0,5.25,10.5,7,6.4499999999999993,3.8499999999999996,1.9499999999999993,5.6,7.4,4.5500000000000007,3.9499999999999993,2.4000000000000004,4,1.4499999999999993,4.0500000000000007,2.3499999999999996,1.1099999999999994,0,3.75,4.6099999999999994,3.4499999999999993,6.8000000000000007,4.3000000000000007,0.89999999999999858,1.4499999999999993,2.75,3.8499999999999996,3.5,2.6500000000000004,1.8599999999999994,4,1.3999999999999986,0,6.25,3.8000000000000007,2.9000000000000004,0.5,0.39999999999999858,0,3.6999999999999993,3.0999999999999996,2.1500000000000004,0,0,0,0,0.89999999999999858,5,1.8000000000000007,2.8000000000000007,0,0,0,0,2.75,1.25,0,0,0,0,0,0,0,0,0.10999999999999943,0,0,2.3000000000000007,2.5,2.75,0,0,0,0.39999999999999858,0.5,1.3999999999999986,1.3599999999999994,0,0,0,0,0,0,0,1.25,0,0,0.69999999999999929,2.75,5.6999999999999993,6.4,0,2,0,0,0,0,0,0,0,0,0,0,1.6499999999999986,2.3499999999999996,5.6999999999999993,8.1,7.4499999999999993,3.9000000000000004,0,0,0,0,6.1,6.6,0.60999999999999943,1.8599999999999994,0.60999999999999943,0.14999999999999858,5.4,3.4000000000000004,0,0,6.6999999999999993,10.8,12,12.25,11,11.25,9.35,9,9,12.5,12.55,14.8,2.8599999999999994,0.35999999999999943,8.6,13.86,12.25,16.600000000000001,18.3,21,14.3,12,13.35,13.059999999999999,15.1,10.65,15.9,16,11.75,11.75,12.4,16.2,15.2,11.45,9.06,7.15,3.1500000000000004,3.1999999999999993,1.8599999999999994,14.7,15.85,10.3,11.35,10.45,13.9,16.899999999999999,19.25,14.6,13.25,13.41,6.8000000000000007,7.9600000000000009,15.91,18.89,26.04,27.1,21.35,17.399999999999999,11.25,15.71,25.94,24.3,20.440000000000001,14.55,13.66,11.15,16.8,13.1,14.75,17.309999999999999,18.34,13.2,12.059999999999999,13.6,16.899999999999999,17.149999999999999,12.1,17.149999999999999,20.350000000000001,15.95,21.35,24.9,22.75,17.350000000000001,17.600000000000001,11.35,7.0500000000000007,18.25,21.55,27,33.1,28.4,25.95,24.25,22.8,21.8,28.9,40.25,31.6,19.350000000000001,18.649999999999999,21.25,17.86,25.04,34.5,31.9,38.14,34.79,30.75,33.700000000000003,32.700000000000003,38.450000000000003,36.25,30.85,30.05,27.4,33.25,27.85,20.7,23.2,26.15,25.25,35.39,26.9,16.399999999999999,22.89,28.25,18.850000000000001,26.1,30.1,25.55,27.3,23.85,25.65,32.75,40.200000000000003,39.35,50.1,44.4,33.049999999999997,24.4,32.35,33.25,23.45,17.350000000000001,26.05,35.200000000000003,27.65,23.7,27.35,33.85,23,29.2,30.8,37.35,35.89,38.5,30.45,24.15,21.8,16.2,14.6,13.6,20.25,20.5,15.75,16.399999999999999,16.100000000000001,14.45,15.55,16.2,23.8,26.4,23.4,23.05,24.1,23.75,24.65,21.4,19.55,15.9,18.09,21,17.46,12.9,16.2,24.4,29.6,28.5,27.85,22.19,22.95,25.69,29.05,26.55,18.05,21.3,19.350000000000001,18.29,11.45,8.81,9.65,13.75,12.8,11.3,10.3,15.75,17.66,13.75,17.2,15.46,17.350000000000001,15,12.4,9.65,9.9,9.5,6.9,7,7.6999999999999993,6,10.25,15.8,13.3,10.45,3.1999999999999993,0.89999999999999858,4.6500000000000004,13.55,16.7,13.15,12.8,10.46,5.6999999999999993,3.6999999999999993,2.4499999999999993,4.8000000000000007,4.9000000000000004,1.0500000000000007,1.5500000000000007,0.69999999999999929,0,0,0,0.39999999999999858,4,1.9499999999999993,0,2.8000000000000007,0.19999999999999929,3,4.5,6.8000000000000007,10.1,8.5,6.5,1.0500000000000007,7.5,4.6999999999999993,7.3000000000000007,2.5999999999999996,0,0,0,0,0,3.8000000000000007,4.3000000000000007,3.75,1,0,0,0,4.5999999999999996,0.89999999999999858,0.30000000000000071,4.3000000000000007,3.5,1.0500000000000007,0,0,0,0,0,2.5,0.75,0,0,0,0,4.1999999999999993,3.8599999999999994,1.6099999999999994,0,3,0,0,0,0,0,0,0,0,0,2.5,1.3000000000000007,0,0,0,0,0,0,0,0,0,0,0,0,0,2.1500000000000004,0.80000000000000071,0,2.6099999999999994,0.94999999999999929,0,0,0,2.6500000000000004,3.75,0,0,0,0,0,0,0.64999999999999858,0,1.3000000000000007,4.0999999999999996,5.1999999999999993,3.8599999999999994,1.0500000000000007,0.19999999999999929,0,0,0,0.35999999999999943,0.60999999999999943,5.5,1.5500000000000007,0.94999999999999929,7.3000000000000007,6.5,3.4000000000000004,1.4499999999999993,0.44999999999999929,0,0.35999999999999943,0,5.1999999999999993,8.9,10.15,10.9,7.25,7.1999999999999993,3.5500000000000007,3.25,4.3599999999999994,3.4499999999999993,6.3000000000000007,3.5999999999999996,5.3599999999999994,2.75,0,0,7.3000000000000007,15.2,15.6,8,3.25,12.05,10.95,7.15,6.0500000000000007,10.5,3.9000000000000004,9.5,8.56,14.3,16.46,16.75,14.95,17.75,19.399999999999999,19.14,19.45,10.85,15.65,15.5,12.05,11.45,14.86,16.8,11.45,14.55,9.1999999999999993,10.45,17.66,11.45,16.75,16.309999999999999,11.05,10.75,10.55,13.66,13.55,7.35,11.25,21.9,23.7,23.65,23.65,21,18.850000000000001,19.75,21,19.45,16.100000000000001,14.9,16.149999999999999,18.64,21.35,22.34,21.05,21.09,19.5,24.19,27.15,31.89,27.85,24,25.4,31.35,39.9,36.049999999999997,27.75,36.950000000000003,33.35,22.4,18.649999999999999,19.7,18.149999999999999,21.15,27.89,21.09,22.25,29.45,22.25,31,30.05]
["Northern Ontario Wires Inc. (Cochrane, Iroquois Falls and Kapuskasing)","Cochrane",52.15,51.29,45.7,27.55,35.39,39.9,44.29,37.14,36.89,24.25,19.25,21.3,19.09,27.8,37.799999999999997,32.39,30.14,39.200000000000003,35.950000000000003,45.9,47.4,46.35,46.85,39.4,40.5,45.75,45.54,39.700000000000003,35.64,27.75,34.54,30.65,36.14,35.950000000000003,34.85,40.15,33.950000000000003,32.75,37.6,38.799999999999997,40.65,41.2,30.25,30.45,32.65,35.85,38.35,36.700000000000003,25.2,21.05,27.5,20.2,27.3,31.2,35.5,35,42.75,43.79,45.2,40.4,41.25,38,38.049999999999997,40.299999999999997,31.9,26.189999999999998,31.5,31.1,25.4,29.75,39.85,40.15,25.25,36.299999999999997,38.049999999999997,37.200000000000003,26.05,22.05,26.189999999999998,27.5,31.5,37,32,37.450000000000003,35.299999999999997,25.6,27.85,27.65,25.2,19.95,14.3,22.15,23.9,22.55,23.15,17.3,12.25,19.05,21.05,12.95,17.25,21.4,17.95,23.65,32.75,30.95,21.85,18.2,19.489999999999998,12.91,12.8,18.04,19.399999999999999,19.14,15.85,18.600000000000001,19.100000000000001,16.309999999999999,14.35,12.95,12.15,12.95,14.2,13.66,16.899999999999999,12.45,11.35,9.11,7,9.1999999999999993,10.3,13.3,8.4499999999999993,7.9499999999999993,14.4,15.8,15.2,9.35,7.75,2.5999999999999996,4.6500000000000004,6.15,5.25,4.8499999999999996,1,0,8.65,3.4499999999999993,3.4499999999999993,4.5500000000000007,1.4499999999999993,0,0.94999999999999929,2,8.65,6.0500000000000007,3.6999999999999993,0,4.9499999999999993,6.1999999999999993,0,0,0,4.3599999999999994,8.15,6.75,0,0,4.4000000000000004,7.35,6.85,3.1999999999999993,1.0500000000000007,0,6.4,5.9499999999999993,3.75,0.44999999999999929,0,0,0,0,5.85,6.75,1.3599999999999994,0,0,0,5.5500000000000007,7.9,3.3599999999999994,0.80000000000000071,0,1.0500000000000007,1.8599999999999994,5.35,6.75,5,0.5,0,0,0,0,4.1999999999999993,0.89999999999999858,0,0,3.4000000000000004,5.6,5.1099999999999994,5.1099999999999994,5.9,4.9499999999999993,2.1500000000000004,1.75,4.4000000000000004,4.0500000000000007,0.35999999999999943,4.6099999999999994,2.5,0,0,0,6.0500000000000007,8.81,9.65,5,2.8499999999999996,6.1999999999999993,6.75,4.3499999999999996,2.8000000000000007,0,0,0,0,0,1.5500000000000007,5.8000000000000007,3.5,4.75,1.6499999999999986,2.9499999999999993,0,0.89999999999999858,2.1999999999999993,0,1.8999999999999986,5.9,7.6,1.8999999999999986,0.89999999999999858,10.35,11.6,12.95,11.25,9.85,8.9,10.5,15.25,15.85,13.55,6.5500000000000007,11.25,10.6,7.1,3.3000000000000007,2.5,0.10999999999999943,0.55000000000000071,4.8000000000000007,15.2,11.45,12.05,4.6500000000000004,2.8599999999999994,11.3,13.1,11.95,11,15.71,15.2,13.95,15.3,11.2,11.65,9.81,11.15,11.35,12.85,17.010000000000002,17.3,16.75,17.75,16.350000000000001,13.2,13.91,10.95,16.899999999999999,15.9,11.75,15.75,20.5,23.05,23.4,20.65,14.16,12.5,16.8,20.29,24.05,24.3,27.15,26.8,24.94,25.75,23.25,30.3,28.15,26.05,24.35,27.8,30.75,33.049999999999997,31.05,19.8,16.350000000000001,18.8,25.3,29.45,36.35,39.950000000000003,25.79,28.85,39.79,35.799999999999997,29.45,34.950000000000003,23.3,31.5,35.1,23.35,28.189999999999998,33.950000000000003,29.75,24.2,17.95,19.45,18.34,20.9,28.85,34.5,33.700000000000003,34,25.85,21.1,22.05,20.9,22.09,22.39,23.2,33.299999999999997,42.6,43.6,39.15,35.64,42.95,36.25,36.14,46.55,40.799999999999997,47.85,37.39,40.25,41.65,40.29,45.35,38.049999999999997,29.9,29.25,44.25,38.200000000000003,30.7,42.25,42.85,31.15,28.6,21.65,29.2,41.5,39.799999999999997,38.299999999999997,35.14,31.25,42.55,39.35,48.75,46.7,38.799999999999997,42.9,43.05,37.85,40.299999999999997,39.35,39.75,37,36.14,47.75,44.95,42.35,47.2,43,35.299999999999997,42.4,47.65,44.65,32.299999999999997,45,42.25,34,42.4,42.4,34.090000000000003,29.3,29.65,33.1,31.05,33.450000000000003,39.200000000000003,30.25,30.7,32.450000000000003,22.9,14.2,25.1,30.95,21.5,21.4,22.84,16.899999999999999,30.1,32.950000000000003,26.689999999999998,21.59,36.64,37.799999999999997,34,25.85,21.5,28.25,34.39,30.64,20.54,22.45,31.05,24.8,13.66,22.59,28.9,31.35,28.3,24.35,20.25,19.8,18.45,14.4,9.1,11.1,13.5,15.9,10.65,10.25,15.85,15.2,12.8,14.25,16.75,21.85,20.45,14.8,17.100000000000001,14.95,9.85,12.1,10.25,9.6999999999999993,5.25,2.25,8.9499999999999993,8.4600000000000009,6.5500000000000007,2.25,0.44999999999999929,11.5,11.4,13.66,16,12.7,9.65,6.5500000000000007,5.4499999999999993,3.0500000000000007,4.3000000000000007,18.350000000000001,9.15,13.86,16.96,7.25,2.5,3.6500000000000004,0.46000000000000085,6.15,8.4,0,10.5,12.7,8.1,6.65,1.0500000000000007,0.30000000000000071,11.25,9.06,7.1,5.6999999999999993,0.89999999999999858,1.4499999999999993,0.94999999999999929,0,2.0500000000000007,1.0500000000000007,0,3.4499999999999993,3.75,6.35,7.65,6.1099999999999994,4.9000000000000004,2.3000000000000007,6.35,4.0500000000000007,4.1500000000000004,1.3999999999999986,0,0,0,6.75,5.4499999999999993,5.35,4.6500000000000004,2.5500000000000007,0,0,6.15,3.3499999999999996,0,0,0,0,0,6.3000000000000007,5.85,1.6499999999999986,1.6499999999999986,0,0,0,1.0500000000000007,3.3499999999999996,2.5,0,0,0,0,0,0,0.14999999999999858,0,0.35999999999999943,1.1499999999999986,3.75,2.9499999999999993,3.6999999999999993,2.6099999999999994,2.9499999999999993,0.5,0,0,4.75,3.9000000000000004,0.25,0,0,0,0,3.5500000000000007,0,0.5,1.3599999999999994,0.35999999999999943,0,2.9000000000000004,5.4499999999999993,6.6,2.4499999999999993,1.8999999999999986,0,0,0,0,0,0.25,0.75,0,0,0,2,4.3499999999999996,5.5500000000000007,9.31,9.1,5.25,1,0,0,0,4.1099999999999994,12,6.5,3.1999999999999993,2.5,8.06,11.25,7.1,5.0500000000000007,0.44999999999999929,3.5999999999999996,13,14,15.46,13.55,14.8,13.55,12.2,8.6,14.11,15.8,14.85,15,3.6500000000000004,3.6500000000000004,12.25,16.55,12.95,19,19.5,21.45,11.8,18.29,20.6,17.71,16.559999999999999,12.95,18.89,18.100000000000001,14.9,14.45,14.1,17.649999999999999,12.809999999999999,12.25,11.1,11.559999999999999,8.85,5.9499999999999993,10,18.600000000000001,16.350000000000001,10.309999999999999,12.6,16.25,19.14,21.34,22.4,16.010000000000002,20.65,16.05,10.5,13.1,20.45,23.85,28.6,28.3,26.64,17.41,18.989999999999998,30.1,27.25,24.85,19.850000000000001,22.4,18.850000000000001,21.3,18.149999999999999,14,16.510000000000002,20.95,18.350000000000001,15.46,14.35,15.5,20,20.45,19.649999999999999,23.44,23.25,18.649999999999999,25.19,28.7,24.9,23.65,26.35,18,13.55,20.149999999999999,23.25,34.200000000000003,40.1,32.35,32.9,29.2,24,24.75,34.950000000000003,38.79,29.85,21.25,22.55,19.95,23.05,33.049999999999997,38.700000000000003,38.6,43.1,42.45,41.4,35.89,40.35,40.75,31.8,29.35,27.85,31.7,29.3,23.2,22.4,26.189999999999998,29.64,32,41.25,25.75,21.2,30.89,31.1,28.95,35.5,32.5,36,37.299999999999997,25.55,30.5,40.6,42.85,45.65,49.5,43.95,33.700000000000003,27.35,39.4,31.55,23.35,24.2,35.299999999999997,36,27.689999999999998,22.4,30.4,31.6,25.6,35.450000000000003,39.450000000000003,38.39,41.75,39.549999999999997,31.05,31.7,25.9,19.350000000000001,17.55,18,25.1,19.79,13.85,20.45,17.95,16.75,19.399999999999999,22.64,27.85,30.6,24.8,29.64,29.9,30.95,27.15,23.6,16.309999999999999,15.2,20.8,20.65,13.6,20.04,23.44,31.65,34.75,34.89,29.6,21.15,27.689999999999998,29.3,31.15,28.1,19.100000000000001,24.9,22.7,15.6,9.1,8.0500000000000007,12.3,16.600000000000001,12.6,9.1,13.86,17.86,19.34,17.5,18.649999999999999,20.04,19.350000000000001,18.04,14,11.65,11.309999999999999,10.15,9.3000000000000007,13.25,8.7100000000000009,5.3000000000000007,11.25,17.8,13.059999999999999,10.75,6.1999999999999993,4.4499999999999993,8.4,16.899999999999999,18.84,13.85,11.309999999999999,7.65,5.6999999999999993,3.0500000000000007,9.1,8.75,0,2.6500000000000004,6.35,5.75,0.60999999999999943,4,0,4.4499999999999993,8.65,6.6099999999999994,1.8599999999999994,5.6,3.9000000000000004,5.15,6.8599999999999994,12.4,13.5,9.65,8.15,3.4000000000000004,9.31,6.6999999999999993,3.4499999999999993,1.4499999999999993,0,0.35999999999999943,0,0,0.39999999999999858,6.1,7.6999999999999993,3.6099999999999994,0.89999999999999858,0,0,3.25,5.1999999999999993,3.6999999999999993,1.6499999999999986,6.0500000000000007,4.25,0,0,0,4.4000000000000004,1.1099999999999994,2.6099999999999994,0,2.75,0,0,0,0.35999999999999943,6.5,4.1500000000000004,1.25,3.75,2.4000000000000004,0,0,0,0,0.25,0,0,0,3.6500000000000004,1.9100000000000001,0.75,0,0,0,0,0,0,0,0,0.10999999999999943,0,2.4000000000000004,3.9000000000000004,1.8599999999999994,3.3499999999999996,0.85999999999999943,0,0,0,0,0,0,3.4499999999999993,2.1999999999999993,0,0,0,6.4499999999999993,4.5500000000000007,2.6500000000000004,2.6500000000000004,5.0000000000000711E-2,3.4499999999999993,6.15,6.65,3.1999999999999993,5.0000000000000711E-2,0,0,2.1999999999999993,4.8000000000000007,1.3599999999999994,5.3000000000000007,5.1999999999999993,1.4600000000000009,5.6,8.75,5,2.6999999999999993,2.3499999999999996,4.5500000000000007,1.5500000000000007,1.5,5.6999999999999993,9.81,10.15,11.35,9.85,7.4499999999999993,6.5500000000000007,5.65,6,6.85,6.4499999999999993,5.8000000000000007,8.75,5,2.6999999999999993,2.5500000000000007,3.3599999999999994,12.65,18.45,12.9,6.9,8.5,16.55,14.91,6.0500000000000007,12.1,15.71,8.31,9.56,13,16.649999999999999,18.600000000000001,18.39,17.100000000000001,18.59,19.7,20.6,19.75,14.9,17.11,16.2,10.7,11.4,17.71,15.96,15.5,11.2,5.85,11.95,16.96,11.8,20.149999999999999,15.85,11.3,14.25,14.3,16,15.8,12.8,15.96,26.5,25.55,24.65,24.4,22.4,21.2,21.9,21,18.64,16.46,17.559999999999999,18.04,19.95,23.35,25.3,21.65,19.8,21.8,25.1,28.15,31.2,33.200000000000003,29.35,31,38.700000000000003,42.15,38.35,37.25,44.5,32.9,22.59,24.05,22.15,19.55,24.4,33.15,23.65,24.9,29.75,24.15,32.700000000000003,35.75]
["Oakville Hydro Electricity Distribution Inc. (Oakville)","Oakville",28.65,33.6,31.39,21.25,17.649999999999999,26.939999999999998,36.450000000000003,29.55,26.439999999999998,20.100000000000001,12.91,15.8,12.45,15.3,18.3,19.899999999999999,17.55,22.84,22.6,25.2,33.85,33.85,31.55,29.85,26.4,27.439999999999998,27.55,33.450000000000003,30.65,23.65,18.25,17.55,20.8,24.69,25.69,25.55,28.15,29.6,30.35,28.1,27.3,30.85,30.7,26.2,21.55,25.65,28.25,28.1,20.149999999999999,16.600000000000001,18.54,14.8,15.9,20,24.19,26.1,29.2,30,31.55,23.8,30.25,32.35,30.95,25.4,23.85,19.899999999999999,19.899999999999999,22.05,13.6,11.5,22.55,27.939999999999998,14.3,18.899999999999999,27.35,26,19.2,13.95,16.71,18.05,19.739999999999998,24.75,24.3,22.14,26,18.690000000000001,10.45,16,13.8,15.5,13.91,13.8,17.25,12.8,15.8,13.2,14.8,10.75,11.5,6.3000000000000007,9.56,11.3,4.8499999999999996,5.6,18.100000000000001,18.440000000000001,15.5,10.7,14.45,14,8.11,7.75,10.95,11.15,12.91,10.7,12.25,12.6,12.65,13.16,9.25,7.8100000000000005,7.65,8.9,8.25,8.56,11.35,9.65,5.0999999999999996,1.8000000000000007,2.3499999999999996,6.6999999999999993,7.1099999999999994,5.75,5.3000000000000007,8.6999999999999993,8.61,6.4,2.1999999999999993,4.6999999999999993,8.65,3.9499999999999993,4.8000000000000007,0.5,0,0,0,5.65,6.75,1.5500000000000007,2,5.4,0,0,0,2.4499999999999993,0.55000000000000071,0.75,2.5,0,0.69999999999999929,3.4000000000000004,0,0.14999999999999858,2.5,4.4499999999999993,4.0999999999999996,0,0,0.25,1.6099999999999994,1.5500000000000007,0.10999999999999943,1.1099999999999994,0,0,0,0,0,0,0,0,0,1.0500000000000007,0,0,0,0,0,0,2.5999999999999996,0.55000000000000071,0,0,0.21000000000000085,0,0.25,0,2.3499999999999996,1.8000000000000007,0,0,0,0,0,0,0,0,0.35999999999999943,0.55000000000000071,0,0,0,0,0,0,0,0,0,0,0,0,0,0,0,2.4499999999999993,0.5,0,0.94999999999999929,1.8599999999999994,2.0999999999999996,0,0,0,0,0,0,0,0,0,0.64999999999999858,0,0,0,0,0,0,0,0,1,0.80000000000000071,0,0,0.14999999999999858,5.5500000000000007,4.8499999999999996,5.6999999999999993,2.9499999999999993,2.4499999999999993,2.3499999999999996,6.4499999999999993,6.25,0,0.80000000000000071,5.75,1.8599999999999994,3.3000000000000007,2.8000000000000007,1.6099999999999994,0.35999999999999943,0.80000000000000071,0,0.75,2.1500000000000004,2,0,7.5,8.15,4.1099999999999994,3.75,6.4,7.4,7.5,8,10,6.6999999999999993,0,2.9499999999999993,1.8599999999999994,3.4000000000000004,8.56,10.35,6.65,8.65,10.15,6.65,7.85,4.1500000000000004,9.15,9.75,2.4000000000000004,8.31,10.65,12.8,15.8,13.91,9.31,5.9,9.56,11.3,14.1,13.3,12.5,10.45,6.1999999999999993,12.85,17.7,17.71,17.559999999999999,18.25,19.55,23.7,21.65,21.75,22.5,16.75,9.9,6.3000000000000007,14.45,16.05,18.3,21.7,14.7,8.06,18.14,19.649999999999999,16.399999999999999,18.7,16.71,15.3,20.29,16.350000000000001,14.6,18.2,19.399999999999999,15.35,15.8,13.85,14.1,13.8,14.55,18.850000000000001,19.850000000000001,20.100000000000001,18.350000000000001,16.399999999999999,14.35,10,13.35,13.41,10.85,15.25,18.75,22.4,24.3,21.15,19.399999999999999,18.29,17.5,26.1,27.189999999999998,30.14,28.35,27.25,28.7,21.65,24.7,31.2,27.689999999999998,25.15,22.65,22.39,13.7,20.8,25.3,23.7,20.8,19.7,19.2,23.3,25.8,26.5,25.8,20.8,25.35,26.25,24.3,28.189999999999998,27.3,21.55,28.64,26.15,20.34,25.1,28.15,24.6,22.14,27.85,32.200000000000003,29.9,37.75,35.79,31,29,36.049999999999997,36.450000000000003,29.05,27.3,35.85,31.39,27.939999999999998,30.3,32.1,28.75,25.45,23.95,22.6,21.95,29.9,28.6,20.45,17.36,15.6,16.350000000000001,13.5,17.05,18.190000000000001,14.8,15.3,13.05,15.9,18.850000000000001,20.399999999999999,14.6,17.21,23.3,24.45,22.15,14.95,15.3,20.6,22.85,18,14.45,16.86,17.55,9.6999999999999993,10.559999999999999,15.5,17.600000000000001,15.75,15.15,16.25,9.9,7.65,10.55,7.0500000000000007,4.1999999999999993,6.3000000000000007,11.15,10,2.6099999999999994,3.8000000000000007,11.9,7.25,9.56,13.75,16.8,14.75,14.1,10.65,9.75,7.1,5.65,10.199999999999999,4.1999999999999993,2.4499999999999993,0,0,7.0500000000000007,6.65,7.4499999999999993,6.5500000000000007,2.3000000000000007,1.5500000000000007,4.75,4.1500000000000004,8.11,9.5,10.5,1.6999999999999993,5.9,0.19999999999999929,5.25,7.4,3.6099999999999994,6.8000000000000007,4.75,0,0,0,0,0,5.1099999999999994,0,8.56,7.75,6.85,7.0500000000000007,5.9499999999999993,0.55000000000000071,4.0500000000000007,2.5,0,0,0,0,3.1999999999999993,3.0999999999999996,4.0500000000000007,2.0500000000000007,0,1.8999999999999986,0,1.1099999999999994,3.0500000000000007,0,0,0,0,0,0.14999999999999858,2.4000000000000004,4,0,2.0999999999999996,0,0.60999999999999943,1.8599999999999994,0,0,0,0,0.96000000000000085,0,0,0,0,0,0,0.64999999999999858,0.55000000000000071,0,0,0,0,0,0,0,0,0,0,0,0,0,0,0,0,0,0,0,0,0,1.2100000000000009,0,0,0,0,0,0,0,0,0,0,0,0,0,0,0,0,0,0.10999999999999943,0.35999999999999943,0.19999999999999929,0,0,0,0,0,0,0,0,0,0,0,0,0,0,0.35999999999999943,3.1099999999999994,4.1500000000000004,1.1499999999999986,0,0,0,0,0,3.8000000000000007,2.4000000000000004,1.3599999999999994,0.55000000000000071,0,0.21000000000000085,2,0,0,0,3.8499999999999996,6.65,7.5,6.5,5.15,4.75,2.9000000000000004,1.6499999999999986,4.9000000000000004,4.5500000000000007,5.3000000000000007,1.3599999999999994,0,2.0500000000000007,7.65,4.9000000000000004,9.36,13.41,13.75,8.9,3.0500000000000007,4.3499999999999996,4.3000000000000007,11.65,4.8499999999999996,7.6,10.1,9.4499999999999993,4.6099999999999994,7.1,10.5,10.45,5.4499999999999993,6.75,1.8999999999999986,8.4499999999999993,3.0999999999999996,3.0500000000000007,9.35,10.35,11.25,10.5,7.65,7.6,10.75,12.91,6.75,8.31,10.45,5.4499999999999993,6.1999999999999993,12.5,13,17.5,18.89,14.15,12.9,5.35,3.25,17.25,17.3,14.65,12.75,11.85,12.05,13.16,13.55,13.85,14.6,13.45,9.4499999999999993,8.9499999999999993,8.1,12.05,11.7,8.1999999999999993,12,14.1,11.3,17.11,19.09,15.55,9.65,8.25,10.35,6.5,10.199999999999999,14.6,15,19.100000000000001,14.35,15.1,16.55,18.5,17.399999999999999,21.2,29.2,24.9,17.95,17.559999999999999,16.55,11.45,17.25,25.1,22.59,25.55,21.35,15.46,16.55,18.95,26,26.14,23.5,23,22.09,24.25,22.3,15,13.66,17.55,17.36,21.35,17.05,10.45,12.1,16.55,9.3000000000000007,16.350000000000001,17.7,15.85,14.5,15,17.3,23.15,28.95,25.65,34.35,32.75,23.2,18.09,22.19,25.9,14.61,10.059999999999999,15.2,19.14,18.440000000000001,16.5,18.95,22.85,17,7.8100000000000005,14.66,23.8,24.35,22.59,20.34,19.29,18.55,10.6,13.7,6.5500000000000007,8.1999999999999993,13.5,10.1,11.35,12.95,12.15,9,9.9499999999999993,15.5,19.45,18.95,16.899999999999999,16.100000000000001,15.55,16.649999999999999,16.8,16.899999999999999,13.95,11.15,13.25,9.11,4.1999999999999993,9,16.96,21,20.85,20.54,13.95,13.25,16.75,20.04,19.600000000000001,11.4,14.55,16.100000000000001,14.8,12.2,10,8,1.1999999999999993,7.6999999999999993,11.2,6.5500000000000007,4.9499999999999993,11.2,12.25,12.6,14.35,11.7,13.45,10.9,10.95,11.35,10.45,10.7,10.050000000000001,6.6,4.25,6.75,7.65,9.15,9.61,7.4499999999999993,6.1,0.85999999999999943,8.15,12.1,7.4499999999999993,7.5500000000000007,7.3599999999999994,4.0500000000000007,4.5500000000000007,3.1500000000000004,5.0000000000000711E-2,0,0,0,1.6099999999999994,0,0,0,0,0,3.5,0,0,0,0,0,2.8000000000000007,6.0500000000000007,3.1500000000000004,0.75,0,1,2.0999999999999996,2.9499999999999993,2.1500000000000004,1.6999999999999993,0,0,0,0,0,0,0.64999999999999858,0,0,0,0,0,0,0,0,0,0,0,0,0,0,0,0,0,0,0,0,0,0,0.10999999999999943,0,0,0,0,0,0,0,0,0,0,0,0,0,0,0,0,0,0,0,0,0,0,0,0,0,0,0,0,0,0,0,0,0,0,0,0,0,0,0,0,0,0,0,0,0,0,0,5.0000000000000711E-2,0,0,0,0,0,0,0,0,0,0,0,0,1.6099999999999994,0.14999999999999858,0,0,0,0,0,0,0,4.1500000000000004,3.5999999999999996,1.25,1.1099999999999994,0.44999999999999929,1.3000000000000007,2.1500000000000004,2.3599999999999994,0.80000000000000071,1.25,1.6499999999999986,0,0,0,2.8000000000000007,7.5,8.9,5.1099999999999994,0.5,4,7.0500000000000007,3.1999999999999993,0,0,0,1.1499999999999986,3.6500000000000004,8.4499999999999993,10.95,7,8.9,10.95,13.1,13.25,11.35,2.25,9.6,11.4,4.8000000000000007,2.1500000000000004,6.1099999999999994,8.9499999999999993,6.0500000000000007,7.5500000000000007,7,4.4000000000000004,10.199999999999999,8.4,10.65,12.5,9.06,6.8000000000000007,8.9499999999999993,7.9,8.85,4.3499999999999996,8.1999999999999993,16.8,17.559999999999999,17.010000000000002,17.36,14.41,12.05,12.8,12.4,12.35,8.1999999999999993,9.85,11.3,13.1,13.5,14.9,14.3,14.6,15.2,18.350000000000001,20.25,20.65,19.600000000000001,16.600000000000001,20.54,24.8,27.15,26.15,20.29,22.45,26,21.05,19.350000000000001,15.65,15.55,14.55,16.45,11.8,14.45,18.09,16.600000000000001,18.489999999999998,16.2]
["Orangeville Hydro (Orangeville and Grand Valley)","orangeville",33.5,39.450000000000003,36.950000000000003,26.1,21.7,29.65,40.799999999999997,33.549999999999997,29.15,22.1,15.9,18.899999999999999,15.75,18.14,23.5,25.7,22.09,26.439999999999998,25.35,31.39,40.75,39.700000000000003,38.35,35.25,30.8,31.8,31.64,36.950000000000003,35.39,28.14,23.8,22.59,26.3,30.45,29.25,31.55,32.549999999999997,33.9,32.200000000000003,31.3,31.25,33.950000000000003,31.64,27.689999999999998,24.19,29.9,32.549999999999997,31.8,23.19,19.350000000000001,19.3,18.79,21.55,25.3,30.4,31.5,34.1,35.450000000000003,37.049999999999997,28.3,34.549999999999997,37.299999999999997,32.700000000000003,31.25,30.8,21.7,23.15,26.05,18,12.6,24.19,30.75,18.25,22.4,32.450000000000003,30.25,20.95,17.7,20.55,21.3,24.19,30.5,30.1,27.189999999999998,30.95,23.3,15.35,19.05,18.64,15.35,15.46,18.7,20.350000000000001,16.45,20.100000000000001,17.05,14.4,14.55,16.05,9.31,12.05,9.85,6.75,9.1,22.95,22.75,16.3,14.16,13.95,8.65,2.6500000000000004,12.2,15.25,15.1,13.15,14.75,13.35,11.35,12.15,12.75,9.1,11,11.5,11.9,11.85,11.6,10.059999999999999,4.8000000000000007,0.39999999999999858,5.9499999999999993,4,0.89999999999999858,0,5.35,5.85,13.16,12.8,8.65,4.4499999999999993,5.0999999999999996,1.8599999999999994,7.15,7.4499999999999993,3.5999999999999996,0.14999999999999858,0,0,5.1999999999999993,4.6500000000000004,2.8599999999999994,3.4000000000000004,0,0,5.0000000000000711E-2,3.3000000000000007,6.8000000000000007,3,2.0999999999999996,2.8599999999999994,0,0,0,0,3.4499999999999993,6.3000000000000007,3.1500000000000004,0,0,0,1.6099999999999994,3.3499999999999996,1,0.75,0,0,0.55000000000000071,0,0,0,0,0,0,0,4.0500000000000007,3.0500000000000007,0.10999999999999943,0,0,0,4.0999999999999996,3.8000000000000007,0.89999999999999858,0,0,0.64999999999999858,1.6499999999999986,3.6099999999999994,2.5,0.64999999999999858,0.75,0,0,0,0,3.1500000000000004,2.3000000000000007,0,0,3.9499999999999993,3.25,2.6099999999999994,2.5,0,0,0,0,0,0,1.4499999999999993,1.25,0,0,0,0,4,6.0500000000000007,3.1500000000000004,3.5999999999999996,3.25,2.5999999999999996,1.8999999999999986,0,0,0,0,0,0,0,2.4000000000000004,4,2.8499999999999996,0,0,0,0,0,0,0,3.25,4,1.9499999999999993,0.55000000000000071,0,3.4000000000000004,8.9499999999999993,9.75,8.56,6.3000000000000007,6.6,5.15,10.7,10.95,2,4.4000000000000004,9.6,4.8499999999999996,3.3000000000000007,1.5,1.3000000000000007,1.3599999999999994,0,1.1499999999999986,3.1099999999999994,4.8499999999999996,2.5500000000000007,1.75,11.25,12,7.4499999999999993,6.4499999999999993,11.95,12,11.35,11.9,11.1,7.6999999999999993,0.19999999999999929,3.5500000000000007,4.5,6.15,12.85,14.1,11.2,12.45,12.3,10.45,11,7.6999999999999993,12.6,13.15,6.1099999999999994,12.75,14.65,16.45,20.350000000000001,18.14,11.309999999999999,10.3,13.309999999999999,14.75,19.45,18.100000000000001,17.2,14.35,8.25,16.399999999999999,20.25,22.84,22.05,20.8,22.7,27.5,26.29,25.45,26.05,19.25,12.15,11.05,18.64,19.899999999999999,22.2,25.9,19.190000000000001,12.35,23.2,25.95,20.54,24.7,21.7,19.2,24.9,20.399999999999999,18.84,23.09,22.7,19.95,18.3,17.05,16.399999999999999,17.2,18.5,22.75,24.25,23.6,22.34,21.15,17.16,12.9,17,15.9,13.35,18.39,23.7,27,28.95,25.75,26,23.05,21.95,31,31,32.450000000000003,33.200000000000003,30.7,32.950000000000003,26.75,29.95,37.200000000000003,29.85,26.75,29.25,25.15,17.25,26.25,32.049999999999997,29.89,27.4,22.45,22.34,30.6,33.700000000000003,31.15,27.15,23.55,29.2,29.85,29.25,33.85,30.65,27.1,34.450000000000003,29.1,25.94,31.55,31.75,27.55,25.1,33.35,37.950000000000003,34.6,43.2,39.65,33.64,33,39.950000000000003,39,31.25,31.85,39.6,33.85,33.89,35.25,35.549999999999997,31.25,26.8,28.7,25.85,27,35.6,31.7,24.25,21.5,18.95,15.9,16.399999999999999,20.149999999999999,17.149999999999999,17.11,17.2,13.35,19.8,22.9,23.05,17.25,21.09,27.55,28.65,22.9,19.190000000000001,17.05,25.15,26.939999999999998,21.15,18.440000000000001,19.3,17.86,10.15,12.75,19.399999999999999,20.65,14.1,14.55,18.25,12.2,10.1,13.7,8.31,5.65,9.25,10.45,7.5500000000000007,4.5500000000000007,8.6,11.95,8.65,13.6,16.600000000000001,20.95,18.3,16.100000000000001,13.7,12.65,9.15,7.8599999999999994,8,6.3000000000000007,5.0500000000000007,1.3999999999999986,4.5500000000000007,7,4.1099999999999994,0,0,0,1,0,7.35,11.2,8.9499999999999993,6.75,3.5500000000000007,2.0999999999999996,0,8.9499999999999993,11.2,6.5,13.2,8.8000000000000007,0,0,0,0,0.25,0,1.75,11.65,7.65,5.6,3.6999999999999993,2.6500000000000004,0.71000000000000085,5.5,2.8000000000000007,0.5,1.1099999999999994,0,1.8599999999999994,4.5500000000000007,0.55000000000000071,1.9499999999999993,0,0.14999999999999858,1.8999999999999986,0,2.8499999999999996,1.3999999999999986,0,0,1.3000000000000007,1.3599999999999994,1.0500000000000007,0.64999999999999858,4.3499999999999996,5.35,0.10999999999999943,2.1500000000000004,2.4000000000000004,3.6999999999999993,2.5999999999999996,1.1999999999999993,0,0,0,2.3000000000000007,1.1499999999999986,0,0,0,0,0.55000000000000071,4.4499999999999993,1.6099999999999994,0.19999999999999929,0,0,0,0.39999999999999858,1.6099999999999994,0.35999999999999943,0,0,0,0,0,0,0,0,0,0,0,1.1099999999999994,1.9499999999999993,1.6499999999999986,1.1099999999999994,0,0.19999999999999929,0.30000000000000071,0,2.5999999999999996,5.0000000000000711E-2,0,0,0,0,0,0,0,1.8999999999999986,0.14999999999999858,0.14999999999999858,0.89999999999999858,4.5,3.25,4.5,2.6099999999999994,0,0,0,0,0,0,0,0,0,0,0,0.55000000000000071,0.89999999999999858,2,5.35,7.1999999999999993,3.9000000000000004,0,0,0,0,1.75,5.15,4.1999999999999993,2.5500000000000007,0.55000000000000071,5.0000000000000711E-2,1.25,3.6999999999999993,1.1999999999999993,0,1.4499999999999993,8.65,10.45,11.5,11.7,7.9499999999999993,7.75,5.9499999999999993,6.1,9.75,8.9,10.059999999999999,3.0500000000000007,1.3000000000000007,6.25,10.85,7.25,14.1,19,18.440000000000001,12.7,4.8599999999999994,6.75,10.309999999999999,13.7,8.56,11.9,13.05,11.6,8.75,11.15,15.75,13.86,9.6,8.9600000000000009,3.1099999999999994,3.1500000000000004,0.71000000000000085,7.65,13.25,13.25,12.75,14.5,10,11.05,15.3,17.559999999999999,10.15,11.25,13.86,9.1999999999999993,10.65,17.05,17.91,22.45,22.64,18.59,16.86,8.9499999999999993,12.4,21.15,20.29,19.899999999999999,16.7,16.25,16.600000000000001,16.5,14.66,14.5,16.600000000000001,16.3,11.25,12.4,11.809999999999999,16.149999999999999,12.95,8.81,15.9,17.05,15.2,20.75,23.3,19.350000000000001,14,11.7,10.65,9.4499999999999993,15.41,19.190000000000001,20.440000000000001,25.85,19.54,18.05,19.79,22.09,21.95,25.65,35.549999999999997,30.85,21.5,19.2,18.850000000000001,15.65,20.54,29.15,27.05,29.8,26.439999999999998,20.34,21.75,27.35,32.15,29.8,27.189999999999998,28.15,26.9,29.15,26.25,19.2,16.75,21.9,20.95,25.3,21.55,13.75,16.45,18.850000000000001,12.35,20.100000000000001,20.65,20.5,18.3,18.3,23,28.4,33.950000000000003,30.35,38.950000000000003,37.6,26.939999999999998,21.15,27.75,31.35,18.7,13.9,17.71,21,20.45,19.350000000000001,21.9,27.939999999999998,21,13.6,17.05,27.439999999999998,28.25,26,24.35,25.45,23.6,14.5,9.06,4.5999999999999996,13.75,14.45,12.95,14,13.05,12.25,12.75,13.05,16.350000000000001,20.95,19.05,19.25,19.25,18.100000000000001,20.95,19.8,18.350000000000001,11.85,13.66,17.75,13.35,6.5,14,20.09,25.3,25.7,26.4,18.89,17.649999999999999,21.35,25,23.5,14.7,18.54,17.46,14.1,9.85,5.85,2.8599999999999994,4.1999999999999993,10.35,9.9499999999999993,4.9499999999999993,11,13.85,12.45,12.85,16.71,14.05,15.5,12.309999999999999,11.2,12.25,9.4499999999999993,9.25,7.5,7.5500000000000007,4.9000000000000004,7.9499999999999993,12,12.65,10.35,6.65,1.3599999999999994,5.4,13.45,15.9,11.05,10.65,9.1999999999999993,7.4499999999999993,5.1099999999999994,3,4.5500000000000007,1.8000000000000007,0,0,0,0,0,0,0,1.8000000000000007,3.1999999999999993,0,1.3000000000000007,0.14999999999999858,0.35999999999999943,1.6499999999999986,6.8000000000000007,10.199999999999999,6.9499999999999993,4.1099999999999994,0,4.8000000000000007,6.0500000000000007,4.1500000000000004,2.3000000000000007,0,0,0,0,0,0.89999999999999858,1.5,2.8000000000000007,0,0,0,0,3,1,0.25,3.3599999999999994,1.8999999999999986,0,0,0,0,0,0,0,0,0,0,0,0,0.30000000000000071,2,0.75,0,1.6099999999999994,5.0000000000000711E-2,0,0,0,0,0,0,0,0,0,0,0,0,0,0,0,0,0,0,0,0,0,0,0,0,0,0,0,0,0,0,0,0.60999999999999943,3.3000000000000007,0,0,0,0,0,0,0,0,0,2.4499999999999993,3.5500000000000007,2.1500000000000004,0.64999999999999858,0,0,0,0,0,0,3.3000000000000007,1.9499999999999993,0,4.5500000000000007,4.1999999999999993,2.6999999999999993,0,0,0,0,0,0,5.6999999999999993,6.9499999999999993,6.6999999999999993,5.3599999999999994,4.4499999999999993,2.3599999999999994,6.6099999999999994,3.5500000000000007,5.4499999999999993,2.3000000000000007,5,2.25,1.6099999999999994,0,5.0000000000000711E-2,7.75,12.85,12.75,7.3599999999999994,2.75,10.25,10.5,6.0500000000000007,1.3999999999999986,2.0500000000000007,0,5.5500000000000007,6.9499999999999993,12.25,14.6,10.45,13.7,15.85,19.09,16.86,14.55,5.4,13.5,15.91,7.4499999999999993,4.5500000000000007,10.199999999999999,13.2,8.1999999999999993,9.9499999999999993,6.9499999999999993,7.3000000000000007,15.05,10.75,14.25,16.100000000000001,11.8,10.35,10.15,12,13.05,5.5,11.75,21.2,21.7,20.5,22.4,18.89,15.8,16.100000000000001,15.56,15.15,10.309999999999999,10.35,15.05,17.350000000000001,17.5,19.29,17.86,18.190000000000001,18.350000000000001,19.899999999999999,26.3,26.5,24.3,20.9,24.69,28.55,31.1,29.2,24.55,28.3,29.9,25.2,21.8,19.14,20.5,17.8,21.6,17.91,19.45,22.05,19.350000000000001,22.9,21]
["Orillia Power ( Orillia)","Orillia",36.39,40.6,39.9,25.55,21.09,27.29,37.450000000000003,33.14,30.45,23.5,15.5,18.7,15.91,18.54,21.65,24.85,24.94,24.15,24.3,32.049999999999997,43.29,44.75,42,38.6,31.55,36.700000000000003,30.95,35.549999999999997,33.5,29.2,26.85,27.1,26.25,31.95,32.299999999999997,32.450000000000003,34.1,30.7,31.65,33.89,33.200000000000003,37.700000000000003,36,30.15,25.65,30.25,32.049999999999997,35.549999999999997,24.75,23,23.75,17.5,20.75,24.15,29.9,32.14,33.299999999999997,33.75,40.1,27.9,33.700000000000003,38.14,36.200000000000003,32.700000000000003,34.700000000000003,26.6,23.5,26.6,19.04,15.75,26.2,32.75,18.850000000000001,23.45,35.5,34.049999999999997,23.45,18.350000000000001,18.8,20.149999999999999,22.09,31.85,32.049999999999997,30.45,32.5,27.75,14.5,17.45,18.2,16.5,15.1,19.14,20.149999999999999,15.85,19.399999999999999,18.29,17.05,14.8,16.05,9.25,13,13.1,7.6999999999999993,9.35,21.75,24.15,16.05,14.45,13.8,11.6,4.25,11.95,15.95,14.61,11.75,13.95,11.6,10.5,11.25,12,8.4499999999999993,9.9499999999999993,12.1,13.36,11.25,11.15,9.35,4.4499999999999993,0.89999999999999858,6.5500000000000007,4.75,2.6999999999999993,0.19999999999999929,4.4000000000000004,4.25,13,12.1,9.6,6.0500000000000007,5.75,3.1099999999999994,5.6999999999999993,6.3599999999999994,3.9000000000000004,0,0,0,4.9499999999999993,5.4499999999999993,2.6500000000000004,3.6500000000000004,2.0500000000000007,0,5.0000000000000711E-2,4.0500000000000007,6.35,3.5,3.25,3.4000000000000004,0,0,0,0,3.3499999999999996,6.1,3.75,0,0.75,0,1.8599999999999994,4.1999999999999993,1.6499999999999986,1.25,0.5,0,0,0,0,0,0,0,0,0,3.8599999999999994,3.0500000000000007,0,0,0,0.19999999999999929,4.1500000000000004,3.5999999999999996,1.5500000000000007,0,0,1.5500000000000007,0.30000000000000071,3.9499999999999993,2.6500000000000004,2.0500000000000007,0.75,0,0,0,0.55000000000000071,2.25,1.5500000000000007,0,0,2.3599999999999994,3.5,2.8000000000000007,2.5500000000000007,0,0,0,0,0.10999999999999943,1.25,1.3000000000000007,2.25,0.69999999999999929,0,0,0,4.8499999999999996,7.1999999999999993,2.9000000000000004,4.4000000000000004,2.25,3.8000000000000007,3.1500000000000004,0,0,0,0,0,0,0,1.75,3.4499999999999993,3.3499999999999996,0,0,0,0.64999999999999858,0,0,0,3.1500000000000004,3.9499999999999993,2.9499999999999993,0.44999999999999929,1.25,3.0500000000000007,7.25,9.75,7.8100000000000005,6.5500000000000007,7.8100000000000005,6.3000000000000007,10.7,9.9,3.6500000000000004,3.9499999999999993,9.1,4,3.6999999999999993,3.4499999999999993,2.3599999999999994,2.1500000000000004,2.3599999999999994,2.5,1.5,4.4499999999999993,2.1999999999999993,0.60999999999999943,9.75,11.35,6,5.1099999999999994,10.4,11.55,12.2,12.45,12.55,7.8100000000000005,0.35999999999999943,2.75,4.8499999999999996,4.9000000000000004,11.9,14.25,11.75,11.9,11.5,10.6,11.55,7.4499999999999993,10.4,14.05,5.3599999999999994,12.05,15.3,15.75,18.5,17.2,12.95,8.75,13.7,14.41,18.95,17.5,16.25,13.95,4.25,14.65,18.149999999999999,16,19.45,16.649999999999999,16.25,13.7,23.35,20.350000000000001,23.95,15.71,6.6999999999999993,9.15,16.21,15.7,15.85,16.86,18,18,18,18,18,26.439999999999998,20.190000000000001,19.14,24.8,20.65,18.29,23.05,24.4,21.45,18.149999999999999,17.3,17.36,17.3,18.05,22.75,26.25,24.8,19.45,20.04,17.559999999999999,12.25,14.3,15.15,13.2,17.809999999999999,24.25,29.15,28.35,24.45,29.05,27.689999999999998,22.45,31.3,31,37.64,33.5,29.45,31.45,26.689999999999998,30.45,38.6,32.700000000000003,28.14,30.05,26.8,16.7,26.65,34.14,33.85,29.5,22.84,22.7,32.049999999999997,34.14,30.45,30.45,25.05,31.4,32.549999999999997,30.1,35.200000000000003,31.05,26.5,34.799999999999997,27.8,27.1,31.25,31.45,29.8,28.75,32.5,37.6,34.700000000000003,43.25,41.3,34.29,34.64,38.65,38.049999999999997,34.14,31.4,38.799999999999997,34.1,34.799999999999997,37.14,37.64,33.9,30.75,31.14,30.15,26.8,36.200000000000003,35.1,25.35,22.64,17.46,16.5,16.399999999999999,20.7,18.149999999999999,16.899999999999999,18.399999999999999,14.5,19.149999999999999,24.55,24.35,17,20.65,29.3,29.4,24.9,20.9,16.2,24.35,26.6,21,17.41,19.54,18.399999999999999,8.6999999999999993,13,18.739999999999998,19.55,15.6,13.5,17.25,13.75,10.65,14.25,10.55,8.1,10.4,10.5,8.75,7.1999999999999993,9.4499999999999993,11.25,8.65,12.9,15.5,19.3,17.7,15.71,12.95,10.7,8.81,6.8000000000000007,7.15,5.75,5.3000000000000007,1.8599999999999994,3.3000000000000007,7.9600000000000009,5.75,2.75,0,0,1.6999999999999993,1.6499999999999986,7.3599999999999994,9.9499999999999993,9.4,7.15,5.1999999999999993,2.9000000000000004,0,9.1,11.5,6.3599999999999994,13.7,8.8000000000000007,0.89999999999999858,0,0,0,1.6099999999999994,0.14999999999999858,1.25,9.9499999999999993,6.6,5.5,5.4499999999999993,4,0.64999999999999858,5.75,4.9499999999999993,0,1.4499999999999993,5.0000000000000711E-2,1.6999999999999993,3.9499999999999993,0,0.89999999999999858,0,0.89999999999999858,2.8000000000000007,0.60999999999999943,4,3,0,0,1.3000000000000007,1.6099999999999994,3.25,1.6999999999999993,2.9499999999999993,4.4000000000000004,0,2.3599999999999994,2.1999999999999993,3.6999999999999993,3.5500000000000007,1.1499999999999986,0,0,0,2.0500000000000007,0.30000000000000071,0,0,0,0,0,3.4499999999999993,2.4000000000000004,2.6999999999999993,0,0,0,0,1.75,1.6099999999999994,0,0,0,0,0,0,0,0,0,0,0,1,2.1999999999999993,1.3999999999999986,0.25,1.4499999999999993,0.75,1,0,2.25,0.21000000000000085,0,0,0,0,0,0,0,3.1500000000000004,2.4499999999999993,1.3599999999999994,0,3.1500000000000004,3.4499999999999993,4.0999999999999996,3.25,2.5999999999999996,0,0,0,0,0,0,0,0,0,0,1.3000000000000007,1.8999999999999986,1.1499999999999986,5,7.5500000000000007,3.3000000000000007,0,0,0,0.75,1.9499999999999993,5.9,5.5500000000000007,4.9000000000000004,3.1500000000000004,1.8599999999999994,2.0999999999999996,2.75,3.1999999999999993,0,1.8000000000000007,8.5,10.25,10.65,10,7.35,7.0500000000000007,7.85,7.9600000000000009,10.5,9.35,10.6,2.9499999999999993,2.5,5.6999999999999993,11.75,9.4,13.6,16.899999999999999,18.2,12.85,5.5500000000000007,8.5,11.25,14.7,8.36,13.75,14.3,13.95,8.11,9.85,16.309999999999999,16,9.15,7.3000000000000007,5.8599999999999994,6.4,3.8499999999999996,7.0500000000000007,12.35,14.5,13.95,14.65,11.65,10.9,14.6,16.91,12.05,13.2,13.65,8.9499999999999993,9.35,14.5,17.559999999999999,23.6,25.7,20.95,19.350000000000001,7.9,11.85,20.6,19.350000000000001,18.739999999999998,16.3,16.95,17.149999999999999,14.7,18,18.59,16.350000000000001,14.8,12.15,12.15,10.3,15.71,13.6,8.9,14.5,16.55,14.35,19.350000000000001,21.9,18.34,14.5,11.1,11.15,9.35,13.16,19.899999999999999,20.55,26.1,22.84,17.899999999999999,18.89,20.85,21.1,25.7,37.049999999999997,33.549999999999997,26.25,23.4,21.740000000000002,15,19.350000000000001,28.85,27.1,31.5,25.3,19.8,21.990000000000002,26.8,33.85,32.65,26.75,30.65,29.89,30.8,29.15,19.350000000000001,16.899999999999999,22.65,19.649999999999999,26.05,21.75,17.2,16.25,19.09,12.35,19.440000000000001,22.09,19.600000000000001,18.05,19.399999999999999,23.05,28.95,35.35,32.6,44.25,41.95,27.5,21.25,27.4,32.950000000000003,21.45,14.3,19.399999999999999,24.8,23.25,20.25,23.95,28.7,21.05,14.1,20.490000000000002,30.3,33.15,31.65,26.79,26.25,25.35,14.75,13.25,7.65,14.41,17.25,12.91,13.3,13.95,12.45,13.1,15.55,19.25,21.9,20.8,20.149999999999999,19.940000000000001,17.95,20.5,21.55,22.15,14.3,14.95,18.75,15.16,9.31,13.25,19.3,23.8,24.4,25.6,18.05,17.41,22.59,23.65,22.84,13.309999999999999,17.95,17.46,15.51,11.7,7.75,6.4499999999999993,4.4499999999999993,9.5,10.95,7.8000000000000007,9.85,13.55,13.05,15.75,13.6,15.5,14.1,12.15,11.55,11.35,10.25,9.1999999999999993,8.15,7.1099999999999994,5.8000000000000007,8,12.15,13,10.1,6.35,4.6500000000000004,5.5500000000000007,12.2,15.15,11.9,10.35,9.7100000000000009,5.85,6.0500000000000007,2.25,4.1500000000000004,3.3499999999999996,2.6500000000000004,0,0,0,0,0,0.39999999999999858,3.1999999999999993,1.8599999999999994,0,1.8000000000000007,1.7100000000000009,0,2.5,4.8499999999999996,9.75,7.9,5.75,0,4.8000000000000007,6.65,6.25,3.4000000000000004,0,0,0,0,0,1.75,3.75,2.6999999999999993,1.1999999999999993,0,0,0,1.8000000000000007,1.3000000000000007,1.6099999999999994,4.0999999999999996,2.4000000000000004,0.85999999999999943,0,0,0,0,0,0,0,0,0,0,0,0.10999999999999943,2.6500000000000004,2.1099999999999994,0,1.6499999999999986,0.96000000000000085,0,0,0,0,0,0,0,0,0,0,0,0,0,0,0,0,0,0,0,0,0,0,0,0,0,0,0,0,0,0,0,0,3.4499999999999993,0,0,0,0,0,0,0,0,0,1.6099999999999994,3.6999999999999993,3.1999999999999993,2.5500000000000007,0.5,0,0,0,0,0,5.3000000000000007,3.25,1.5500000000000007,4.9000000000000004,5.9499999999999993,4.4000000000000004,0,0,0.5,0.89999999999999858,1.75,0.35999999999999943,5.5,7.8100000000000005,9,5.9,5.25,2.5500000000000007,3.5999999999999996,2.0500000000000007,4.6500000000000004,1.6499999999999986,4.3599999999999994,1.5,1.8599999999999994,1.1499999999999986,1.75,7.5500000000000007,13.16,13,10.55,5.6999999999999993,9.81,10.7,5.4,4.4000000000000004,5.5500000000000007,0,5.1999999999999993,6.8000000000000007,11.9,13.75,13,13.6,15.55,18.190000000000001,17.559999999999999,15.1,5.15,15.8,17.3,9.35,7.15,10.15,13.55,7.5500000000000007,12.9,10.3,9.35,15.96,10.85,14.8,15.05,11.95,11.25,12.75,13.15,14.26,7.75,11.3,19.600000000000001,20.399999999999999,22.09,22.7,18.2,14.95,15.46,17.36,15.05,9.75,11.85,13.2,16.05,19.7,21.990000000000002,17.36,17.5,17.3,20.8,27.4,28.04,23.8,21.6,22.55,26.5,33.35,32.700000000000003,22.9,26.85,31.39,24.2,19.100000000000001,18.8,19.25,16.86,21.34,18.45,17.8,21.65,18.7,22.45,20.190000000000001]
["Oshawa PUC Networks Inc. (Oshawa)","Oshawa",31.4,36.799999999999997,35.200000000000003,22.25,19.14,23.35,34.75,29.5,30.8,20.85,13.91,16.75,15.96,15.85,20.54,21.7,21.05,22.75,23.15,28.6,37.89,38.049999999999997,36.1,33.299999999999997,28.2,31.35,29.1,33.200000000000003,31.5,26.25,21.45,21.05,21.85,31.14,31.15,28.15,32.549999999999997,32.14,32.35,32.549999999999997,33.049999999999997,33.950000000000003,33,28.4,21.65,27.25,31.5,30.45,22.14,19.14,22.09,15.9,17.149999999999999,21.15,26.6,27.89,30.1,31.15,32.950000000000003,24.85,28.5,36.14,34.75,28.7,27.3,24.65,21.5,25.75,19.350000000000001,14.55,23.95,30.3,17,19.7,29.75,28.6,21.3,16,16.8,17.95,19.75,26.8,27,24.45,26.55,23.05,13.55,16.25,14.6,13.75,13.85,14.8,17.399999999999999,14.05,18.05,16.760000000000002,12.91,13.66,13.7,9.8000000000000007,12.45,12.15,6.5,7.5,19.440000000000001,20.440000000000001,15.16,13,13.3,12.65,6.6999999999999993,9.1,13.7,13.35,10,12.059999999999999,11.65,10.85,9.9499999999999993,11.75,8.65,9.75,9.56,9.5,8.9499999999999993,7.6999999999999993,9.1,2.4499999999999993,1.5,3.75,5.35,2.9499999999999993,1.8000000000000007,0.69999999999999929,2.5500000000000007,10.8,11.6,10.65,6.65,3.9000000000000004,2.5500000000000007,1,4.0500000000000007,1,0,0,0,3.8599999999999994,3.5999999999999996,1.6499999999999986,3.3499999999999996,2.9499999999999993,0.44999999999999929,1.5500000000000007,3,5.65,2.1500000000000004,2.1999999999999993,2.4499999999999993,0,0,0,0,1.2100000000000009,3.1999999999999993,4.0999999999999996,0.80000000000000071,0.39999999999999858,0,0,1.8999999999999986,1.75,1,0,0,0,0,0,0,0,0,0,0,0,0.89999999999999858,0,0,0,0,1.8000000000000007,3.1500000000000004,1.3000000000000007,0,0,0,0,1.1099999999999994,2.5,0.85999999999999943,0,0,0,0,0,0.75,1,0,0,1.0500000000000007,0.80000000000000071,0.85999999999999943,0.55000000000000071,0,0,0,0,0,0,0,0,0,0,0,0,0.14999999999999858,4.5500000000000007,1.4499999999999993,3.75,0.60999999999999943,3,2.5500000000000007,0,0,0,0,0,0,0,0.21000000000000085,1.5500000000000007,2.3000000000000007,0,0,0,0,0,0,0,2.0999999999999996,2.8599999999999994,2.3499999999999996,0,0,1.8599999999999994,6.5500000000000007,8.4499999999999993,8.9499999999999993,5.9499999999999993,5.75,6.1999999999999993,7.8100000000000005,9.35,2.75,0.89999999999999858,7.5,4.8000000000000007,3.1500000000000004,2.75,2.6500000000000004,0.19999999999999929,0.89999999999999858,0.5,2.1500000000000004,4.4499999999999993,2.0500000000000007,0.75,8.15,11,4.5,4.5500000000000007,8.1,10.5,10.7,11,12.6,6.8000000000000007,0,2.6999999999999993,3.1999999999999993,4.3000000000000007,10.15,13.25,11.3,9.56,8.75,7.8100000000000005,8.11,7.1999999999999993,11,13.25,5.1999999999999993,9.15,13.95,14.35,16.3,16.25,11.8,7.9,11.8,12.75,17.21,16.7,13.66,11.9,8.5,12.05,19.05,20.55,20.09,18.600000000000001,20.149999999999999,24,23,23.15,24.85,18.34,12.91,7.9,15.4,18.8,20.25,22.55,17.559999999999999,10,20.399999999999999,22.8,17.010000000000002,21.2,19.399999999999999,16.91,22.8,20.2,15.7,20.5,24.44,21.85,17.75,16.55,16.3,15.2,16.100000000000001,20.59,22.15,22.65,19.54,18.149999999999999,14.95,10.65,13.5,16.350000000000001,13.25,15.71,21.75,25.35,25.95,22.55,23.9,21.45,18.25,28,28.3,33.14,32.1,26.65,29.89,24.3,27.15,34.85,27.939999999999998,27.1,28.05,25.65,15.25,23.44,28.85,27.89,24.1,21.75,21.25,26.15,29.7,26.939999999999998,25.55,23.5,28.5,31.9,27.35,35.35,30.89,24.05,33.85,25.45,25.15,29.7,29.89,28.7,27.189999999999998,29.64,34.950000000000003,31.5,41.29,37.299999999999997,32.049999999999997,31.1,36.450000000000003,36.25,28.75,30.05,36.950000000000003,34.25,32.85,34.75,35.1,33.1,28.95,27.939999999999998,27.939999999999998,23.4,33.799999999999997,33.450000000000003,24.25,22.59,19,19.399999999999999,15.9,18.75,18.149999999999999,15.71,17.309999999999999,16.399999999999999,17.96,22.39,22.65,15.91,18.25,24.9,26.189999999999998,22.84,18.64,16.100000000000001,21.5,24.2,22,15.3,18.190000000000001,18,11.35,13.05,16.100000000000001,19,14.3,14.25,15.5,13.36,8.3000000000000007,14.05,11.65,8.8000000000000007,10.5,9.9,8.35,6.15,7.9,10.35,9,12.85,14.75,17.399999999999999,15.5,14.3,10,8.6,5.8000000000000007,5.35,6.9499999999999993,5.4,3.3000000000000007,3.25,4.5,7.15,4.9000000000000004,3.6999999999999993,0.10999999999999943,0,0,1.1499999999999986,5.3000000000000007,7.5,7.15,6.8599999999999994,0.64999999999999858,1.1499999999999986,0,7.3000000000000007,8.65,6,11.1,10.5,4.0500000000000007,0,0,0,0,0.35999999999999943,0,8.6,6.8000000000000007,7.25,5.4,2.1099999999999994,0.89999999999999858,6.6999999999999993,4.9000000000000004,0,0.60999999999999943,2.0500000000000007,0.85999999999999943,1.6499999999999986,0.85999999999999943,0.75,0,0,0.60999999999999943,0,3.6500000000000004,2.6500000000000004,0,0,0,0,1.1999999999999993,0.10999999999999943,2,3.25,0.21000000000000085,2.0999999999999996,5.0000000000000711E-2,1.3000000000000007,1,1.3999999999999986,0,0,0,1,0.35999999999999943,0,0,0,0,0,1.0500000000000007,1.5,2.0500000000000007,0,0,0,0,0,0.35999999999999943,0,0,0,0,0,0,0,0,0,0,0,0,0.5,1.1999999999999993,0,0.5,0,0,0,0.14999999999999858,0.25,0,0,0,0,0,0,0,0.69999999999999929,1.6099999999999994,0.35999999999999943,0,0.55000000000000071,0.85999999999999943,3.1099999999999994,3,0.69999999999999929,0,0,0,0,0,0,0,0,0,0,0,0.85999999999999943,0.69999999999999929,5.1999999999999993,6.3000000000000007,3.1099999999999994,1.1499999999999986,0,0,0,1.4499999999999993,5.0999999999999996,4.1999999999999993,3.25,2,0.55000000000000071,2,2.9499999999999993,2.3000000000000007,0,0.85999999999999943,5.85,8.06,10.1,9,7.0500000000000007,5.75,6.4,5.0999999999999996,8.56,9,10.75,5.15,0.39999999999999858,4.0999999999999996,10.5,9.6,10.95,16.21,16.600000000000001,13.35,6.15,7.9499999999999993,8.56,14.8,7.6999999999999993,10.6,13.95,12.95,6.5500000000000007,7.75,14.65,14.85,7.1999999999999993,10.5,7.6,6.1999999999999993,4.9000000000000004,4.9000000000000004,12.2,14.11,14.85,14.11,11.8,10.25,12.45,16.75,13.41,12.4,12.85,7.8100000000000005,7.5500000000000007,15.91,15.4,18.55,21.2,17.559999999999999,17.149999999999999,10.3,10.65,20.84,20.25,17.809999999999999,13.85,15.75,16.399999999999999,12.559999999999999,16.8,17.850000000000001,18.3,13.8,12.1,11.1,10.25,14.5,12.1,7.4499999999999993,12.25,14.95,11.45,17.7,20.350000000000001,17.25,12,10.25,9.9,9.75,15,18.8,17.96,23,19.25,16.100000000000001,17.809999999999999,19.600000000000001,19.79,23.8,32.049999999999997,28.39,22.85,20.95,19.239999999999998,13.45,17.3,25.6,22.9,28.05,22.25,18.989999999999998,18.649999999999999,23.3,29.8,27.89,23,26.25,25.4,27.25,25.3,17.899999999999999,14.4,18.5,17.809999999999999,22.89,19.850000000000001,15.5,13.5,16.399999999999999,11.7,17.11,20.399999999999999,17.25,18.64,18.5,20.350000000000001,24.8,32,28.35,39.700000000000003,37,25.2,19.350000000000001,26.7,32.299999999999997,19.14,10.65,15.71,21,20.54,17.5,21.5,26.189999999999998,20.7,12.75,18.100000000000001,27.439999999999998,27.55,29.2,21.3,21.45,22.05,12.8,11.2,9.85,11.25,15.35,14.55,13.35,12.25,10.75,13.1,14.7,17.36,21.3,20.190000000000001,19.55,19.75,16.45,19.54,21.4,19.55,13.5,13.2,16.71,16.260000000000002,8.56,14.15,17.149999999999999,22.35,22.09,23.09,17.5,14.9,18.8,21.15,22.4,12.809999999999999,16.559999999999999,17.8,16,9.65,9.5,7.9499999999999993,5.5500000000000007,7.3000000000000007,10.45,6.9499999999999993,6.35,10.6,13,12.55,14.4,13.75,14.51,11.7,11.45,9.35,10.050000000000001,11.05,9.4499999999999993,6.4,4.5,6.5,9.25,10.95,8.6999999999999993,7.9,4.4499999999999993,2.5500000000000007,10,13.11,10.3,8.5,10.199999999999999,5.1999999999999993,4.8499999999999996,2.0500000000000007,0.55000000000000071,0.75,0,0,0,0,0,0,0,0,3.4499999999999993,0,0,0,0,0,2.5,7.4,6.3599999999999994,4.9000000000000004,0,2.0999999999999996,3.8599999999999994,5,1.75,0,0,0,0,0,0,0,2,0,0,0,0,0,0,0,1.8000000000000007,0,0,0,0,0,0,0,0,0,0,0,0,0,0,0.64999999999999858,0,0,0,0,0,0,0,0,0,0,0,0,0,0,0,0,0,0,0,0,0,0,0,0,0,0,0,0,0,0,0,0,0,0,0,0,1.3999999999999986,0,0,0,0,0,0,0,0,0,0,0.64999999999999858,2.25,1.6999999999999993,0,0,0,0,0,0,2.5500000000000007,2.9000000000000004,0,2,4.6999999999999993,2.9499999999999993,0,0,0,0,0.25,0,3.1999999999999993,5.4,8,3.75,5.5,0.85999999999999943,3.25,1.3599999999999994,1.75,1.8000000000000007,1.5,1.5500000000000007,2.9499999999999993,0.55000000000000071,1,1,10.4,12.05,9.65,5.3599999999999994,2.5,11.55,7.6999999999999993,0.75,1,0,3.9000000000000004,5.35,9.86,11.5,10.7,10.5,12.5,16.75,15.65,14.36,4.0500000000000007,13.7,15.46,10.1,3,8.5,10.75,9.4,11.9,11.3,9.75,10.5,12.25,12.65,15.25,11.5,9.5,12.95,12.4,13.15,7.5,10.7,18,18.899999999999999,19.5,20.25,16.75,13.5,12,14.55,13.05,11.7,11,12,14.15,17.399999999999999,20,15.55,16.95,15,17.5,22,26.04,24.65,17.850000000000001,21.45,24.94,30,26.25,20.9,24.4,30.45,25.55,23.4,18.149999999999999,19.690000000000001,15.85,20.25,17.309999999999999,15.6,19.350000000000001,18,18.5,17.5]
["Ottawa River Power Corporation (Almonte, Beachburg, Killaloe and Pembroke)","Pembroke",44.54,45.85,43.6,30.65,20.2,28.25,38.25,36.450000000000003,33.200000000000003,29.6,17.25,18,15.05,20.75,21.95,22.4,22,25.45,26.75,38.200000000000003,44.55,43.15,40.4,40.200000000000003,28.25,41.05,39.200000000000003,38.450000000000003,31.14,26.1,26.939999999999998,31.05,28.9,32.299999999999997,31.85,31.95,35.450000000000003,27.55,27.25,29.05,34.549999999999997,38.35,37.200000000000003,29.2,24.5,29.1,31.89,33.5,27.3,21.95,24.35,16.25,19.2,24.2,30.5,33,31.8,32.049999999999997,36.200000000000003,27.25,33.200000000000003,34.549999999999997,36.1,31.25,35,27,24.3,28.4,19.899999999999999,17,27.189999999999998,32,20.3,23,34.549999999999997,33.950000000000003,27.939999999999998,21.35,18.14,21.35,22.2,31.95,30.5,27.939999999999998,30,30.1,17.75,19.2,15.1,14.9,18.39,17.809999999999999,17.309999999999999,18,18.05,14.45,15.4,13.3,16.100000000000001,10.45,13.059999999999999,12.95,13.85,6.85,22.19,23.15,17.75,15.4,14.16,10.5,7.1,10.95,12.15,13.25,12.8,13.7,11.25,9.9600000000000009,9.9,12.1,8.1,9.75,7.4499999999999993,9.4,10.4,12.5,11.75,8.4,6.1099999999999994,3.6500000000000004,5.1099999999999994,4.9000000000000004,7.65,2.25,0,6.25,10.75,11.2,6.6999999999999993,4.5500000000000007,3.0500000000000007,2,2.75,0.44999999999999929,0.75,0,0,5.6,5.75,2.75,2.9499999999999993,0,0,0,4.8000000000000007,4.0500000000000007,0.39999999999999858,0.19999999999999929,0,0,0,2.6500000000000004,0,0,4.4499999999999993,2.0500000000000007,4.25,5.0000000000000711E-2,0,2.0999999999999996,3.8000000000000007,1.3000000000000007,0.69999999999999929,0,0,0,0,0,0,0,0,0,0,2.25,1.0500000000000007,5.0000000000000711E-2,0,0,0,2.0500000000000007,1.8599999999999994,1,0,0,0,1.25,2.4499999999999993,1.8000000000000007,0.80000000000000071,0,0,0,0,1.5,1.3599999999999994,0,0.55000000000000071,0,2.3599999999999994,1.5,2.0500000000000007,2.8599999999999994,0,0,0,0,0.55000000000000071,1.6099999999999994,0.69999999999999929,0,0,0,0,0,2.25,6.15,5.3000000000000007,4.3000000000000007,2.5,3.4499999999999993,2.75,2.3599999999999994,0,0,0,0,0,0,0,4.0999999999999996,2.6099999999999994,0,0,0,0,0,0,0,3.5500000000000007,3.9000000000000004,0.85999999999999943,0,0.5,4.0500000000000007,9.4,10,8.9,6.35,6.8000000000000007,6.8000000000000007,13.86,12.91,3.75,4.8499999999999996,9.35,5.3000000000000007,2.9000000000000004,3.0999999999999996,1.5500000000000007,0.44999999999999929,1.1099999999999994,2.8599999999999994,5,3.1500000000000004,4.5500000000000007,1.1499999999999986,7.9499999999999993,10.9,7.15,3.4000000000000004,9.5,11.95,13.3,12.809999999999999,11.9,11.4,0,5.0000000000000711E-2,1.3000000000000007,4.0500000000000007,10.7,16.149999999999999,14.95,11.75,11.2,10,9.6,9.81,11.3,11.5,9.31,10.4,16.25,16.100000000000001,16.8,17.41,15.85,10.4,10.6,13.45,17.25,18,18.04,17.3,14.36,15.2,19.399999999999999,22.09,22.84,19.45,19,23.8,28,22.3,26.75,19.3,14.15,7.5,16.600000000000001,22.3,23.5,26.8,24.8,14.4,26,30.14,21.95,29.7,29.9,21.95,29.3,26.189999999999998,21.8,21.15,24.2,23.09,26.8,18.59,18.440000000000001,18.350000000000001,18.399999999999999,22.8,27.5,29,28.7,24.7,19.989999999999998,15.25,13.1,15.55,14.16,18,28,34.200000000000003,30.05,24.35,33.6,34.299999999999997,28,39.9,37.700000000000003,40.9,37.6,35.049999999999997,36.299999999999997,29.15,31.55,40.200000000000003,39.549999999999997,27.85,33.35,39.4,24,30.25,36.299999999999997,36.35,34.299999999999997,26.439999999999998,24.3,37.299999999999997,39.049999999999997,35.85,32.1,33.049999999999997,32.65,41.35,37.450000000000003,38,39.25,29.35,38.200000000000003,31.85,32.200000000000003,35.1,33.299999999999997,28.6,34.85,35.5,41.8,33.85,42.2,38.6,37.35,35.6,37.700000000000003,36.39,32.25,30,41.05,33.299999999999997,38.29,39.4,36.25,31.5,29.25,30.05,32.75,23.09,35.6,35.299999999999997,25.3,26.1,18.350000000000001,14.45,14.6,22.95,23,20.190000000000001,18.2,17.46,20.45,27.439999999999998,26.689999999999998,19.25,23.75,31,29.75,26.8,24.05,16.260000000000002,25.19,26.5,22.59,16.96,20.9,19.79,11,12,19.8,21.34,20.05,16.600000000000001,19,16.55,12.65,13.35,9.75,7.3000000000000007,10.35,12.809999999999999,10.3,7.9499999999999993,12.4,13.7,12,11.1,14,15.8,16.350000000000001,13.6,10.65,9.85,5.0999999999999996,4.4000000000000004,6.65,4.5,4.9499999999999993,1.75,0.89999999999999858,5.8000000000000007,4,1,0,0,5,8.81,5.1999999999999993,9.6,8.35,6.9,2.3000000000000007,3.5999999999999996,0,4.75,8.4,5.8000000000000007,14.66,10.71,0.75,4.25,0,0,2.8499999999999996,0.25,0,7.4,4.4499999999999993,5.4,2.5,0.25,3.0999999999999996,5.9,6.65,0,1.6099999999999994,2.0500000000000007,0,3.5,0,1.5500000000000007,0,1.3000000000000007,3.4499999999999993,0,4.0500000000000007,2,0,0,0,1.1499999999999986,2.3599999999999994,0.60999999999999943,2.8000000000000007,2.5500000000000007,0,0,2.75,2.8000000000000007,2.3000000000000007,0,0,0,0,0.5,0.55000000000000071,0,0,0,0,0,3.3000000000000007,2.75,0.64999999999999858,0,0,0,0,1.1499999999999986,0,0,0,0,0,0,0,0,0,0,0,0,0.21000000000000085,0.69999999999999929,0.80000000000000071,1.3999999999999986,1,0.35999999999999943,0,0,1.6499999999999986,0,0,0,0,0,0,0,0,0,0.14999999999999858,0,0,5.0000000000000711E-2,1.6099999999999994,3.0500000000000007,3.6099999999999994,1.8599999999999994,0,0,0,0,0,0,1.3000000000000007,0,0,0,0,1.5,0,5.35,5.4,0.55000000000000071,0,0,0,0,0,5.3000000000000007,5.5500000000000007,4.3499999999999996,3.5,3.1500000000000004,8.31,7.3000000000000007,3.25,0,2.5500000000000007,8.81,9.35,9.6,8.31,7.4499999999999993,5.8000000000000007,5.3000000000000007,7.6099999999999994,13.05,11.2,12.55,3.3499999999999996,0,5.65,12.6,9.25,13.2,18.05,19.8,17.11,12.7,16.25,10.1,14.45,11.9,13.86,16.010000000000002,14.35,11.65,10.9,16.96,17.91,8.9,9.1,10.35,10.3,5.85,4.8000000000000007,14.16,15.05,12.8,14.6,11.15,11.15,15.2,19.899999999999999,15.6,15.35,19.04,13,7.3000000000000007,15.75,17.95,21.75,22.95,20.399999999999999,18.190000000000001,10.8,13.2,22.89,24,23.85,19.899999999999999,16.399999999999999,17.149999999999999,15.45,14.61,17.11,18.149999999999999,19.95,13.05,10,9.35,13.25,16.600000000000001,15.15,15.3,18.600000000000001,14.85,17.86,22.34,23.6,17.25,15.6,13.45,8,16.55,20.5,22.09,30.05,26.189999999999998,23.95,22.3,23.05,20.45,27.439999999999998,36.549999999999997,35.799999999999997,22.35,19.54,23.44,17.11,21.55,31.8,28.5,32.5,27.85,29.14,29.55,34.35,31.85,32.200000000000003,29.75,31.45,27.55,31.75,30.85,22,16.850000000000001,25,21.65,25.7,27.04,17.809999999999999,15.6,24,17.96,19.7,25.9,21.55,23.69,23.05,24.19,29.8,39.75,37.5,47,44.85,37.950000000000003,24.44,27.4,36.200000000000003,28.45,18.7,24.05,32.200000000000003,31.5,27.55,20.6,32.549999999999997,26.25,25.15,23.05,35.64,33.299999999999997,38.75,34.4,27.9,25.15,14.4,16.75,13.11,14.5,19.149999999999999,14.61,14.9,16.96,13.6,14.35,14.6,21,23.4,24.9,22.45,21.09,19.95,22.2,19.8,20.990000000000002,15.9,16.21,17.86,16.75,11.45,13.41,19.2,27,23.8,24.35,20.3,15.15,22.25,25.6,25.29,14.5,19.14,19.54,16.649999999999999,13.95,10.8,8.4499999999999993,11.2,11.05,12.15,10.059999999999999,13.16,14.9,13.7,15,13.1,15.76,15.15,13.6,11.7,9.35,9.6,8.15,6.65,5.4499999999999993,5.85,5.0999999999999996,14.1,12.15,8.65,6.4,3.25,3.0999999999999996,8.75,13.41,10.75,12.45,9,5.3000000000000007,4.1500000000000004,2.4000000000000004,2.6500000000000004,1.3999999999999986,0.64999999999999858,0,2.1500000000000004,0,0,0,0,1.4499999999999993,4.3499999999999996,0,1.2100000000000009,0.44999999999999929,0,0.94999999999999929,4,8.4,5.4,4,5,7.9,5.5500000000000007,3.4499999999999993,0.19999999999999929,0,0,0,0,0,1.1499999999999986,1.5500000000000007,1.8999999999999986,0.5,0,0,0,0,0,0,0,2.0999999999999996,0.14999999999999858,0,0,0,0,0,0,0,0,0,0,0,0,0.44999999999999929,0,0,1.0500000000000007,0,0,0,0,0,0,0,0,0,0.25,0,0,0,0,0,0,0,0,0,0,0,0,0,0,0,0.69999999999999929,0,0,0,0,0,0,0,3.0500000000000007,0,0,0,0,0,0,0,0,0,1.4499999999999993,3.3000000000000007,3.1099999999999994,1.6099999999999994,0,0,0,0,0,0.5,4.75,2.8000000000000007,0.69999999999999929,2.5,7.1,4.5500000000000007,0.85999999999999943,0,0,5.0000000000000711E-2,0.60999999999999943,2.4000000000000004,4.9499999999999993,8.25,9.1,7.9499999999999993,4.9499999999999993,5.25,2.5,4.8000000000000007,3.9000000000000004,4.4499999999999993,4.0999999999999996,5.0500000000000007,4.5500000000000007,0,0,8.56,12.05,12.4,9.5,6,9.6999999999999993,13.059999999999999,5.65,3.8599999999999994,10.35,2.9000000000000004,6.5,9.5,10.45,12.8,12.9,13.35,15.05,17.66,16.55,15.71,13.1,14.9,17.96,13.75,10.45,11.35,16.260000000000002,11.75,14.16,12.35,11.65,15.85,12.35,14.65,17,11.4,11.9,14.05,13.25,9.9499999999999993,10.4,11.9,18.75,21.75,21.8,23.6,19.649999999999999,18.149999999999999,17.899999999999999,20.440000000000001,20.9,17.2,15.05,14.85,16,18.899999999999999,22.95,20.6,19.649999999999999,16.600000000000001,20.190000000000001,27.64,29.4,28.25,21.84,21.65,28.25,35.85,40,28.189999999999998,34.89,37.64,25.7,17.45,20.05,16.96,17.100000000000001,26.6,23.8,16.899999999999999,26.9,23.35,28.3,31.25]
["Peterborough Distribution Inc. (Peterborough, Lakefield and Norwood)","Peterborough",34.04,39.4,40.700000000000003,28.7,19.8,22.75,36,31.5,29.95,24.5,14,17.399999999999999,15.35,18.100000000000001,20.75,23.5,23.3,23.2,23.44,30.05,41.35,42.9,38.5,36.049999999999997,32.1,35.75,30.9,36.25,32.25,28.3,25.2,23.9,26.15,33.450000000000003,34.450000000000003,31.1,34.799999999999997,29.25,32.25,36.200000000000003,35.549999999999997,37.14,36.200000000000003,31.95,23.5,27.85,32.1,35.799999999999997,23.9,19.54,24.35,16,18.399999999999999,22.15,27.55,29.95,32.950000000000003,32.6,37.25,27.189999999999998,33.450000000000003,39.200000000000003,36.799999999999997,32.64,35.39,29.05,21.25,27.55,18.89,14.41,24.55,31.6,17.86,20.8,32.049999999999997,31.89,24.55,18.2,16.86,19.440000000000001,20.54,28.39,28.75,26.7,29.1,25.9,13.95,16.399999999999999,14.7,15.56,16.2,17.75,17.899999999999999,14.6,18.09,16.149999999999999,15.35,14.05,15.4,10.26,11,11,4.9000000000000004,5.75,19.350000000000001,20.5,15.6,12.8,12.65,12.1,5.5500000000000007,7.9,13.05,12.75,9.9,12.65,9.9,11.15,8.9499999999999993,11.059999999999999,6.6099999999999994,8.9,9.75,11.809999999999999,9.81,8.65,9.81,3.0500000000000007,0.21000000000000085,3.75,3.9499999999999993,1.5500000000000007,0,0.39999999999999858,0.80000000000000071,10.9,10.95,9.6,5.9499999999999993,4.9499999999999993,2.6999999999999993,1.6099999999999994,4.3000000000000007,0.96000000000000085,0.64999999999999858,0,0,3.1999999999999993,3.3499999999999996,1.8999999999999986,3.75,3.4000000000000004,0,1.1499999999999986,3.1500000000000004,5.8000000000000007,2.4000000000000004,1.5,3,0,0,0,0,1.3000000000000007,3.4000000000000004,3.5500000000000007,2.4000000000000004,0,0,1.3999999999999986,3.25,1.5500000000000007,1.5500000000000007,1.5,0,0,0,0,0,0,0,0,0,0,0.85999999999999943,0,0,0,0,2.5500000000000007,3.1500000000000004,1.6099999999999994,0,0,0.25,0.30000000000000071,2.9000000000000004,2.8000000000000007,1.9499999999999993,0.80000000000000071,0,0,0,0,1.8999999999999986,1.5500000000000007,0,0,1.5,2,1.3999999999999986,0.94999999999999929,0,0,0,0,0,0.5,0.5,1,0,0,0,0,2.0999999999999996,6.4499999999999993,2.4000000000000004,4.9499999999999993,2.0500000000000007,3.1500000000000004,3.0999999999999996,0.25,0,0,0,0,0,0,0.64999999999999858,2.3499999999999996,3.9499999999999993,0,0,0,0,0,0,0,2.5500000000000007,3.3000000000000007,2.75,1.2100000000000009,1.1099999999999994,2.4000000000000004,8.15,9.9,11,6.0500000000000007,7.3000000000000007,6.8000000000000007,9.85,10.8,5.0500000000000007,1.1999999999999993,9.35,4.0999999999999996,4,4.0500000000000007,2.9499999999999993,1.8000000000000007,2.1099999999999994,0.75,1.1099999999999994,5.0500000000000007,3.6999999999999993,2.5,8.8000000000000007,12.25,6.1999999999999993,4.8599999999999994,7.9499999999999993,10.1,11.1,12,12.75,11.15,0.69999999999999929,1.3999999999999986,2.5,4.8000000000000007,10.9,14.9,13.309999999999999,10.6,9.6999999999999993,8.5,10.5,7.35,10.6,12.91,4.6999999999999993,10.3,14,15.55,16.75,16.649999999999999,11.8,7.4,12.85,13.66,18.739999999999998,18.05,14.55,13.1,11.1,12.4,18.25,22.05,20.7,19.100000000000001,20.85,24.69,25.05,23.55,25.75,18.940000000000001,12.45,7.0500000000000007,16.309999999999999,20.399999999999999,22.25,23.69,18.64,10.35,21.05,25.85,18.84,24.1,22.25,18.14,24.25,21.75,16.55,20.7,25.19,25.05,20.399999999999999,16.71,16.86,17.05,16.45,20.9,23.8,23.7,19.649999999999999,21.4,17.2,11.1,14.16,17.100000000000001,13.61,15.35,22.4,26.6,28.75,23.35,26.75,25.45,19,28.45,29.15,35.75,34,27.6,30.05,24.85,27.85,38.700000000000003,34.35,30.35,31.5,29.3,16.21,24.8,30.35,31.1,28.05,22.09,22.6,27.689999999999998,32.15,27.65,27.54,26,29.7,33.950000000000003,28.95,35.85,32.65,25.7,36.64,26.4,26.85,31.14,31.15,30.25,30.85,30.4,38.65,31.6,40.75,40.35,35.04,34.549999999999997,36.950000000000003,37.79,31.2,32.39,40.75,35.6,35.450000000000003,37.299999999999997,37.700000000000003,34.200000000000003,31.5,29.55,30.25,24,35.549999999999997,34.950000000000003,24.9,25.5,17.350000000000001,16.75,15.3,20.45,18.54,16.96,17.399999999999999,16.649999999999999,18.7,23.4,23.7,16.649999999999999,18.75,28.75,28.85,24.35,20.05,15.55,21.990000000000002,24.05,21.95,15.46,17.46,18.25,9.85,11.4,17.46,18.54,15,13.25,16.91,14.15,9.31,13.86,10.15,8.6999999999999993,10.35,10.75,11.059999999999999,6.0500000000000007,8.6,10.8,8.9,12.6,15.2,17.95,16.7,14.7,9.6,9.65,6.6,4.6500000000000004,5.65,5.5,4.8000000000000007,3,2.3499999999999996,6.65,5.85,3.6500000000000004,0,0,0,0,5.0999999999999996,8.06,9.15,5.9499999999999993,1.1499999999999986,2.4499999999999993,0,7.65,9.6,5.8599999999999994,11.65,10.1,1.9499999999999993,0,0,0,0.39999999999999858,1.0500000000000007,0,9.25,6.75,5.9,5.65,4.3000000000000007,0.10999999999999943,5.5,5.5500000000000007,0,1.1499999999999986,3.0999999999999996,1.3599999999999994,3.6999999999999993,0,0,0,0,2.1500000000000004,0,3.1500000000000004,3,0,0,0,0,2.4000000000000004,0,3.25,3.6999999999999993,5.0000000000000711E-2,4.6099999999999994,0.5,2.1099999999999994,3.0500000000000007,1.5,0,0,0,1.0500000000000007,0.19999999999999929,0,0,0,0,0,1.75,2.3000000000000007,4,0,0,0,0,0.30000000000000071,0.55000000000000071,0,0,0,0,0,0,0,0,0,0,0,0,1.1099999999999994,0.94999999999999929,0.5,1.75,1,0.10999999999999943,0,0.25,0.80000000000000071,0,0,0,0,0,0,0,2.3000000000000007,2.0500000000000007,0.75,0.55000000000000071,1,2.1500000000000004,3.75,3.9499999999999993,1.6099999999999994,0,0,0,0,0,0,0,0,0,0,0.30000000000000071,2.0999999999999996,2.4000000000000004,5.5,6.25,3.3000000000000007,1.75,0,0,0.10999999999999943,0.89999999999999858,6.3599999999999994,5.9,5.35,2.6500000000000004,1.25,3.25,4.5500000000000007,5.0500000000000007,1.1999999999999993,0.19999999999999929,6.9499999999999993,9.1,10.55,9.4499999999999993,6.6099999999999994,6.85,6.4499999999999993,7.5,10.65,8.06,11.3,2.8000000000000007,1.1499999999999986,3.6999999999999993,10.95,9.75,11.9,17.86,18.45,14.8,4.9000000000000004,9.85,10.7,13.7,9.81,12.25,15.05,14.5,8.1,7.4499999999999993,15.75,16.16,8.9499999999999993,9.06,6.5,7.1,3.75,4.5999999999999996,11.55,14.35,14.6,16,11.2,10.35,13.75,17.11,13.85,12.5,15.5,11.15,7.8599999999999994,16.46,16.399999999999999,18.5,21.3,17.899999999999999,9.3000000000000007,8.81,10.75,21.7,21.05,20.149999999999999,17.559999999999999,15.35,18,13.8,15.9,15.3,15.5,14.95,11.75,11.65,8.9499999999999993,15.05,13.8,9.15,13.41,15.4,11.1,17.809999999999999,20.04,17.86,13.45,10.7,10.1,11,15.6,20.29,19.14,24.5,23.35,19.850000000000001,17.600000000000001,20.25,20.3,25.05,34.799999999999997,31.75,21.84,21.5,22.55,14.25,17.3,29.65,26.3,32.15,24.4,21.35,22.3,26.55,33.6,31.55,25.3,30.55,31.3,30.5,29.55,19.440000000000001,14.8,20.25,18.3,24.6,21.990000000000002,16.41,13.35,17.399999999999999,12.15,18.149999999999999,20.5,17.7,19.14,20.149999999999999,22.95,26.15,33.799999999999997,28.85,40.85,39.35,29.3,20.149999999999999,28.05,34.5,27.14,12.05,16.21,23.2,22.09,19.14,22.45,27.75,22.5,13.5,20.399999999999999,29.35,30.6,31.75,24.65,22.4,22.5,12.6,12.55,7.6999999999999993,11.25,16.25,12.7,14.6,12.7,11.25,12.85,15.05,17.649999999999999,20.85,20.34,19.100000000000001,18.600000000000001,16.649999999999999,20.29,21.5,19.899999999999999,13.809999999999999,13.35,17.149999999999999,15.15,8.6999999999999993,12.8,17.2,23.4,22.4,22.45,19,14.7,19.5,21,22.39,12.7,16.05,17.559999999999999,15.25,12.35,9.56,7.15,5.8599999999999994,7.6999999999999993,11.45,8.1,7.1999999999999993,11.65,12.35,14.5,14.6,14.75,15,12.45,12.059999999999999,11.25,11,10.25,8.86,6.6,6.15,6.8599999999999994,10.15,11.3,10.35,7,4.5500000000000007,4.5999999999999996,9.81,13.6,10.7,10.01,9.85,5.3000000000000007,5.75,2.6500000000000004,2.6999999999999993,2.9000000000000004,2,0,0,0,0,0,0.10999999999999943,1.6499999999999986,3.5,0,1.1999999999999993,1.1099999999999994,0,0.89999999999999858,3.9000000000000004,7.75,6.75,5.8000000000000007,1.6999999999999993,4,5.8000000000000007,5.6999999999999993,2.9000000000000004,0,0,0,0,0,0,3.0500000000000007,2.8599999999999994,0.69999999999999929,0,0,0,0,0,0.94999999999999929,3,1.8999999999999986,1,0.25,0,0,0,0,0,0,0,0,0,0,0,1.5,1.1999999999999993,0,0.75,0.44999999999999929,0,0,0,0,0,0,0,0,0,0,0,0,0,0,0,0,0,0,0,0,0,0,0,0,0,0,0,0,0,0,0,0,2.9499999999999993,1.0500000000000007,0,0,0,0,0,0,0,0,2.8000000000000007,3.3499999999999996,3.9000000000000004,2.6500000000000004,0.91000000000000014,0,0,0,0,0,4.4000000000000004,4.5,1.5500000000000007,4.5,6.9499999999999993,5.4,2.3000000000000007,0,0,1,1.75,0.60000000000000142,6.9,8.9499999999999993,10,5.9,6.9499999999999993,2.9499999999999993,3.1099999999999994,2.1999999999999993,4.1099999999999994,1.6099999999999994,2.6500000000000004,4.75,4.4499999999999993,3.3000000000000007,4,4.75,12.1,13.8,11.2,7.4499999999999993,10.65,13.45,9.8000000000000007,3.0500000000000007,6.4499999999999993,1.0500000000000007,4.1500000000000004,6.5500000000000007,10.9,13.1,12.35,12.25,14.3,17.21,17.75,14.8,5,14.25,16.75,12.91,5.5500000000000007,9.6,14.3,7.5500000000000007,13.75,11.9,11.2,15.05,13.2,15.35,17.649999999999999,11.1,12,14.75,13.2,13.2,9.9499999999999993,11.25,19.100000000000001,20.95,22.3,25.1,19.100000000000001,15.55,15.46,17.3,14.45,12.25,12.45,12,15.25,19.190000000000001,22.34,17.350000000000001,19.95,17.5,21.8,26.439999999999998,27.189999999999998,25.45,17.649999999999999,21.2,25.75,36.700000000000003,34.799999999999997,22.59,27.9,30.7,21.8,20.04,17.96,18.04,17.3,21.59,18.7,15.85,20.6,18.3,22.84,20.29]
["Alectra Utilities - formerly PowerStream (Alliston, Aurora, Barrie, Beeton, Bradford West Gwillimbury, Penetanguishene, Markham, Richmond Hill, Thornton, Tottenham and Vaughan)","RichmondHill",31.6,36.950000000000003,35.25,23.15,19.5,25.9,37.89,31.25,28.95,21.55,13.91,17.11,16.600000000000001,16.059999999999999,20.29,22.15,20.2,23.65,23.6,28.95,38.5,37.6,35.79,33.549999999999997,29.25,32.700000000000003,29.39,33.799999999999997,32.450000000000003,26.8,22.09,21.8,22.9,28.15,29.15,29.6,32.799999999999997,31.6,30.64,31.4,32.15,33.549999999999997,33.700000000000003,28,21.4,27.4,30.25,30.15,21.55,18,21.45,16.2,17.8,21.55,26.55,27.25,31.5,31.7,32.6,25.44,32,34.1,33.85,29.2,29.89,24.29,21.2,23.6,16,11.65,24.25,30.65,16.850000000000001,19.940000000000001,30.3,29.2,21.7,16.05,17.16,17.559999999999999,20.25,26.85,25.9,23.4,26.35,22.3,12.6,16.45,15.96,12.55,14.15,15.05,16.649999999999999,14,17.600000000000001,14.45,14.1,11.95,12.25,7.1,8.9600000000000009,9.4,4.5,6.9499999999999993,20.29,19.399999999999999,14.8,12.15,11.7,11.7,4.5500000000000007,9.56,13.5,11.45,11.1,12.5,10.4,11,10.75,11.9,7.4,8.6999999999999993,9.35,8.9,8.56,7.4499999999999993,9.56,4.1099999999999994,0.5,4.25,3.1099999999999994,1,3.25,2.9000000000000004,2.3599999999999994,10.199999999999999,9.85,10.25,4.9499999999999993,3.3000000000000007,1.8999999999999986,2.3000000000000007,4.75,2.1500000000000004,0,0,0,3.4499999999999993,2.8599999999999994,0.5,1.5,1.5500000000000007,0,0,1.3000000000000007,4.0500000000000007,1.4499999999999993,1.4499999999999993,1.8000000000000007,0,0,0,0,5.0000000000000711E-2,3.0500000000000007,2.5500000000000007,0.10999999999999943,0,0,0,0.19999999999999929,0,0,0.69999999999999929,0,0,0,0,0,0,0,0,0,0,0.35999999999999943,0,0,0,0,1,1.8999999999999986,0.30000000000000071,0,0,0,0,1.2100000000000009,1.8999999999999986,0.5,0.5,0,0,0,0,5.0000000000000711E-2,0,0,0,0.69999999999999929,0.64999999999999858,0.44999999999999929,0,0,0,0,0,0,0,0,0,0,0,0,0,0.60999999999999943,3.9499999999999993,0.5,0.55000000000000071,0,1.3599999999999994,2.1500000000000004,0,0,0,0,0,0,0,0,1.25,1.6999999999999993,0,0,0,0,0,0,0,2.1099999999999994,1.0500000000000007,2.0500000000000007,0,0,1.8999999999999986,5.8000000000000007,8.1,8.5,5.5500000000000007,5,4.6500000000000004,8.31,9.6,2.6999999999999993,1.3000000000000007,6.8000000000000007,2.1999999999999993,2.3499999999999996,2.1999999999999993,1.0500000000000007,0,0,0,0.85999999999999943,3.5500000000000007,1.7100000000000009,0,8.35,9.9,5.1999999999999993,4.3000000000000007,8.4,8.81,10,10.95,11.9,9.4,0.19999999999999929,2.5999999999999996,1.8599999999999994,3.9000000000000004,10.050000000000001,12.4,10.5,9.75,9.81,7.25,8.4,5.5500000000000007,10.1,12.5,3.5,9.6,11.75,14.75,16.8,15.75,10,6.75,11.35,12.1,17.45,16.649999999999999,13.8,12.7,9.9499999999999993,13.25,18.7,19.2,19.75,18.649999999999999,20.45,24.65,23.5,23.3,23.4,17.649999999999999,11.809999999999999,8.15,16.21,17.91,19.54,23.3,16.3,9.56,20.5,23.45,17.8,21,18.84,16.899999999999999,22,19.600000000000001,16.350000000000001,21,23.15,19.350000000000001,16.399999999999999,15.8,15.6,15.46,16.45,21.2,22,21.59,18.09,18.25,15.75,9.9,13.6,15.1,12.75,15.5,21.2,24.65,25.75,23.15,23.55,21.9,18.89,27.65,28.65,33.450000000000003,30.95,27.439999999999998,30.6,24.65,27.39,34.200000000000003,27.75,26.189999999999998,25.94,25.2,15.96,23.45,28.7,27.85,24.5,19.850000000000001,20.9,27.05,29.95,27.75,25.85,21.65,26.8,29.7,27.35,32.1,28.25,23.85,30.95,26.2,24.6,29.65,30.1,26.1,25.45,29.8,35.1,32.35,41.65,37.1,31.55,30.5,36.549999999999997,36.299999999999997,30.5,29.95,36.35,32.549999999999997,32.049999999999997,33.6,34.5,30.6,27.8,27.35,27.439999999999998,23.8,31.39,31.05,22.9,21,15.96,17.86,13.2,17.850000000000001,17.2,15.2,16.649999999999999,13.309999999999999,17.75,20.6,20.75,14.8,18.39,24.65,26,21.34,18,14.95,21.740000000000002,24.8,20,15.6,16.5,16.350000000000001,9.7100000000000009,10.050000000000001,15.85,18.09,13.65,13.2,16.05,12.75,7.6999999999999993,11.25,9.5500000000000007,5.4,8.9,8.9,8.75,3.6999999999999993,6.5500000000000007,10.050000000000001,8.15,11.3,14.1,17.5,15.55,13.95,10.65,9.56,6.6099999999999994,3.9000000000000004,6.15,3.6999999999999993,2.1999999999999993,1.25,0.5,6.35,4.5,1.6999999999999993,0,0,0,0.94999999999999929,5.9,8.31,6.5,6.85,0,0,0,5.5500000000000007,8.1999999999999993,3.8000000000000007,9.25,5.75,0,0,0,0,0,0,0,8.81,5.3000000000000007,4.8000000000000007,4.8499999999999996,1.8599999999999994,0,4.1500000000000004,4.1500000000000004,0,0,0,0,2.25,0,0.89999999999999858,0,0,1,0,1.9600000000000009,1.8999999999999986,0,0,0,0,0.14999999999999858,0,2.3499999999999996,3.6999999999999993,0,1.6499999999999986,0,1.3000000000000007,1.1999999999999993,0.10999999999999943,0,0,0,0.85999999999999943,0,0,0,0,0,0,2.0500000000000007,1.0500000000000007,2.1099999999999994,0,0,0,0,0,0,0,0,0,0,0,0,0,0,0,0,0,0,0,0,0,0,0,0,0,0,0,0,0,0,0,0,0,0,0.5,0.14999999999999858,0,0,0.85999999999999943,0.85999999999999943,2.4499999999999993,1.1099999999999994,0,0,0,0,0,0,0,0,0,0,0,0,0.64999999999999858,5.0000000000000711E-2,4.5,5.5,1.75,0,0,0,0,5.0000000000000711E-2,4.25,3.9499999999999993,1.9600000000000009,0,0,1.5500000000000007,3.9499999999999993,2.4499999999999993,0,0.10999999999999943,6.4499999999999993,8.56,10.35,9.6,6.1999999999999993,5.6999999999999993,4.9499999999999993,3.9000000000000004,8.1999999999999993,7.3000000000000007,9.06,1.8000000000000007,1.8000000000000007,3.6999999999999993,8.6,7.6999999999999993,11.7,15.4,16.75,11.65,2.9000000000000004,8,7.9499999999999993,12.55,7,10.1,13.11,12.35,6.6099999999999994,8.1,14.05,13.95,7.1,9.25,4.8499999999999996,6.15,3.4499999999999993,5.0999999999999996,10.8,12.8,13.16,13.45,10.65,10.6,13.2,15.46,10.75,11.7,13.16,8.31,7.9499999999999993,15.6,15.4,18.100000000000001,20.7,17.149999999999999,16.850000000000001,8.25,10.25,19.649999999999999,19.54,18.04,14.6,14.16,14.41,13.16,15.1,18.25,17.45,14.25,12.55,11.05,9.56,14.26,12.35,8.5,12.7,15.3,12.5,18.190000000000001,20.9,17.36,11.85,10.6,10.8,7.8100000000000005,13.75,17.7,18.100000000000001,23.09,18.55,16.100000000000001,17.8,20.100000000000001,20.09,23.35,31.7,27.8,20.7,20.04,19.600000000000001,13.05,17.899999999999999,26.189999999999998,23.75,27.05,23.5,18.25,18.7,23.95,28.3,27.9,23.65,25.25,25.44,26.689999999999998,24.2,17.559999999999999,14.6,19.899999999999999,20.75,22.95,20.149999999999999,14.16,13.36,17.11,10.1,17.16,19.45,17.3,17.05,18.350000000000001,20.100000000000001,25.1,32.700000000000003,29.2,40.15,37.1,26.6,19.5,24.75,29.4,19.7,10.309999999999999,16.86,21.15,20.09,18,21.8,26,19,10.75,16.45,27.64,26.8,26.65,21.85,21.8,22.64,13,11.75,6.85,11.4,13.95,11.05,12.4,12.25,11.5,11.15,13.55,17.3,20.25,18.89,18.45,18.350000000000001,16.55,19.649999999999999,20.2,18.55,12.95,12.7,16.3,14.1,7.75,11.2,17.5,23.2,23.2,22.75,16.05,15.4,18.95,22,21.75,12.4,16.399999999999999,16.899999999999999,14.7,11.65,9,5,2.5,7.65,9.6999999999999993,7,7.15,10.95,12.25,12.1,14.05,12.45,14,10,10.6,9.9,9.06,8.6999999999999993,8.6,5.5500000000000007,3.5,5.9499999999999993,10.1,9.85,8.1999999999999993,6.5,3.4499999999999993,0.80000000000000071,10.050000000000001,13.95,9,7.75,7.9,3.4000000000000004,3.6099999999999994,0.60999999999999943,0.69999999999999929,0,0,0,0,0,0,0,0,0,2.75,0,0,0,0,0,3.5500000000000007,6.6,5,2.1999999999999993,0,2.6999999999999993,4.5999999999999996,2.75,1.25,0,0,0,0,0,0,0,0.35999999999999943,0,0,0,0,0,0,0,1.5500000000000007,0,0,0,0,0,0,0,0,0,0,0,0,0,0,0,0,0,0,0,0,0,0,0,0,0,0,0,0,0,0,0,0,0,0,0,0,0,0,0,0,0,0,0,0,0,0,0,0,0,0,0,0.30000000000000071,0,0,0,0,0,0,0,0,0,5.0000000000000711E-2,0.30000000000000071,0.55000000000000071,0.21000000000000085,0,0,0,0,0,0,1.8000000000000007,1.25,0,1.4600000000000009,4.1999999999999993,2.1500000000000004,0,0,0,0,0,0,3.25,5.35,6.4,3.6099999999999994,4.1099999999999994,1.1099999999999994,3.6999999999999993,1.8599999999999994,3.8000000000000007,1.5500000000000007,2.8499999999999996,1.8999999999999986,2.25,0,0.5,5.65,10.35,11.05,8.85,3.9000000000000004,6.9499999999999993,9.6,6.75,1.3000000000000007,2.6999999999999993,0,2.5,5.75,10.55,12.55,10,11.75,13.41,16.100000000000001,16.649999999999999,12.91,4.1099999999999994,12.6,15,9.65,4,8.81,10.7,6.9499999999999993,9.81,9.35,9.1999999999999993,12.559999999999999,9.75,12.6,14.2,10.4,10.1,11.5,10.7,11.8,7.0500000000000007,11.7,19.25,20.6,19.7,21.25,17.71,14.05,13.7,14.5,14.2,9.4499999999999993,10.85,12.25,14.85,15.46,18.5,15.6,16.399999999999999,17.11,20.190000000000001,23.85,24,22.2,17.399999999999999,22.2,25.94,29,29.2,21.65,25,29.3,23.05,20.7,17.149999999999999,18.3,16.100000000000001,20.05,17.100000000000001,16.399999999999999,20.149999999999999,17.95,20.85,18.190000000000001]
["PUC Distribution Inc. (Sault Ste. Marie)","Sault Ste Marie",39.85,43.1,38.5,24.15,28.3,35.25,36.299999999999997,32.25,32.15,22.4,17.600000000000001,18.75,17.809999999999999,22.69,28.6,24.35,24.35,32.799999999999997,29.3,40.299999999999997,42.9,35.6,40.950000000000003,37.14,32.200000000000003,39.549999999999997,39.5,38.200000000000003,31.2,23.95,29.7,29.1,35.75,35.89,31.85,34.450000000000003,34.39,34.1,33.65,36.14,36.549999999999997,35,29.9,29.55,29.8,37.450000000000003,37.049999999999997,34.700000000000003,28,23.3,22.1,21.3,26.5,28.6,32.35,33.39,36.700000000000003,42.5,41.4,35.6,41.95,39.049999999999997,31.55,35.799999999999997,32.950000000000003,26.05,31.15,30.25,19.600000000000001,21.2,31.1,33.799999999999997,18.89,27.5,37.35,33.700000000000003,23.19,19.399999999999999,26.9,26.25,27.7,33.700000000000003,34.700000000000003,35.39,33.5,21.35,21.2,23.65,23.09,16.96,19.75,23.05,23.19,19.75,23.55,17.41,12.3,17.16,15.8,13.05,15.26,16.8,15.45,20,28.05,25.05,17.36,18.3,17,15.9,12.25,16.350000000000001,17,14.25,13.95,16.25,14,9.9499999999999993,11.35,11.95,13.45,14.05,12.309999999999999,14.5,14.55,12.05,9.1999999999999993,7.9,6.15,12.05,7.8000000000000007,7.8100000000000005,9.6,11.6,14.45,15.5,13.2,8.5,5,9.15,6,12,8,3.25,1.1999999999999993,0.75,6.3599999999999994,6.9,3.25,2,0,0,0.60999999999999943,6.9499999999999993,7.0500000000000007,7.3000000000000007,4.1500000000000004,1.75,5.85,4.75,3.8000000000000007,4.3000000000000007,2.1500000000000004,10.199999999999999,6.6099999999999994,3.0999999999999996,0.25,3.4499999999999993,3.5,3.5999999999999996,7.6999999999999993,0.60999999999999943,5.0000000000000711E-2,0,1.8599999999999994,4.5,1.6999999999999993,1.75,0,0,0,0,5.6099999999999994,6.6,3,3.8499999999999996,0,0,7.1,5,4.5500000000000007,3.0500000000000007,0,5.25,4,5.0500000000000007,3.5,1.4499999999999993,1.0500000000000007,0.19999999999999929,0,0,0,2.6500000000000004,4.3599999999999994,2.0999999999999996,0.55000000000000071,1.9499999999999993,5.4499999999999993,4.0500000000000007,4.9000000000000004,3.5,2.9499999999999993,1.8999999999999986,0,1.9499999999999993,2.9499999999999993,2.25,0.39999999999999858,0.60000000000000142,0,0,0,3,4.25,7.1999999999999993,1.6099999999999994,2.8000000000000007,4.0500000000000007,4.1500000000000004,2.3499999999999996,1.3999999999999986,0.80000000000000071,0,0,0,0,2,6,4.9000000000000004,6.0500000000000007,0,0.35999999999999943,5.0000000000000711E-2,2.9499999999999993,1.25,0,2.3000000000000007,5.0999999999999996,4.3499999999999996,1.8999999999999986,0.14999999999999858,5.9499999999999993,11.1,11.5,10.25,8.56,8.1999999999999993,6.3000000000000007,7.9499999999999993,12.2,7.4499999999999993,2.9499999999999993,8.36,8.85,4.6999999999999993,3.9499999999999993,2.8499999999999996,3.1099999999999994,1.1999999999999993,0,6.6999999999999993,8.81,5.65,8.8000000000000007,5.1999999999999993,9.25,12.9,9.56,8,12.15,11,11.1,13.75,11.65,7.8100000000000005,5.9,7.1,6.1999999999999993,10.5,15.75,14.65,10.15,13.5,15,13.75,9.1999999999999993,7,15.46,15.85,9.31,12.91,13.41,19.149999999999999,20.9,16.309999999999999,11.9,11.15,14.45,17.5,19.95,17.11,17.7,20.55,20.85,21.95,22.4,23.25,22.4,22.05,23.65,25.8,26.939999999999998,24.9,22.84,16.350000000000001,14.7,16.55,21.8,24.9,28.5,30.1,19.29,19.04,26.25,26.439999999999998,22.59,26,21,23.8,22.65,17.899999999999999,26,30.64,23.4,17.559999999999999,17.25,15.3,15.8,16.7,23.75,29,28.5,28.15,20.399999999999999,17.5,17.75,16.8,16.5,17.149999999999999,18.149999999999999,22.2,26.25,29,30.75,26.25,30.25,21.95,27.85,35.14,32.549999999999997,36.700000000000003,31.14,32.25,34.700000000000003,31.6,33.5,32.85,27.15,23.45,34.049999999999997,27.45,20.04,34.1,35.950000000000003,34.049999999999997,26.4,19.45,25.3,37.75,35.1,32.9,31.2,26.9,34.89,29.7,39.4,39.4,27.4,31.4,37.5,27.4,28.85,31.05,37.14,31.64,28.2,40.799999999999997,36.64,37.950000000000003,45.54,39,34.700000000000003,38.299999999999997,46,41.5,30.2,39.299999999999997,41.45,29.64,40.450000000000003,42.05,37.1,34.6,29.6,32.39,30.85,32.299999999999997,39.700000000000003,33.75,27.05,28.6,24.5,14.3,19.5,21.75,18.850000000000001,17.600000000000001,17.399999999999999,15.55,23.85,26.65,25,18.440000000000001,26.45,32.049999999999997,30.14,25.69,20.7,23,32.65,27.95,22.84,23.2,23.55,16.149999999999999,13.3,19.600000000000001,24.15,24.4,21.45,18.04,16.2,16.91,16.55,14.15,10.5,13.6,12.5,13.1,11.85,12.91,14.5,12,13.05,15.46,19.5,19.100000000000001,20.100000000000001,16.66,16.5,13.61,12.35,13.7,12.85,8.7100000000000009,5.4,3.1500000000000004,10.55,7.8100000000000005,7.3000000000000007,0,2.9000000000000004,11.9,8.81,8.4499999999999993,11.9,12.95,9.25,8.9499999999999993,8.15,4.0500000000000007,4.5,15.15,12.2,12.3,16.559999999999999,9.56,4.0999999999999996,4.4000000000000004,0,7.1,2.3000000000000007,2.1999999999999993,11.35,11.65,8.4,7.15,4.4499999999999993,4.5999999999999996,6.5500000000000007,8.15,8.15,5.5500000000000007,4.8499999999999996,7,7.1999999999999993,4.5500000000000007,2.8000000000000007,1.8999999999999986,2.0500000000000007,6.5500000000000007,2.6099999999999994,6.9,6.15,3.0500000000000007,5.1099999999999994,3.1999999999999993,8.06,5.85,2,2.5,4.0500000000000007,0,0.44999999999999929,2.8499999999999996,6.15,5.4,1.6999999999999993,4.9000000000000004,1,0,5.0500000000000007,2.9000000000000004,2.4000000000000004,0.10999999999999943,0,0,0,2.6099999999999994,5.1999999999999993,2.3599999999999994,0.80000000000000071,0,0.44999999999999929,0,3.0500000000000007,3.3000000000000007,1.9499999999999993,0,5.0000000000000711E-2,0,0,0,0,0.89999999999999858,2.75,2.6500000000000004,0.94999999999999929,2.5500000000000007,2.25,3.5500000000000007,2.6999999999999993,2.3499999999999996,0,0,0,1.25,0,0,0,0,0,0,0,0,0,0,0,0,4.1500000000000004,5.4499999999999993,4.9000000000000004,3.3000000000000007,1.75,0.25,0,0,0,0,0,0,0,0,0,0,0,2.1500000000000004,7.4,8.31,7.9600000000000009,3.5,0,0,0,2.5999999999999996,6.4,3.3499999999999996,4.75,1.8000000000000007,4.5500000000000007,2.5999999999999996,0.30000000000000071,1.0500000000000007,0.35999999999999943,0,9.15,9.6999999999999993,9.81,9.15,10.15,8.1999999999999993,6.4,6.4,10.5,10.7,8.4499999999999993,10.95,2.3499999999999996,3.25,9.1,8.65,9.5,15.2,18.100000000000001,16.71,9.8000000000000007,11.15,10.15,14.41,16.600000000000001,7.65,15.25,16.25,9.9499999999999993,9,13,14.9,10.25,8.85,9.1,9.5,5.4499999999999993,4.8599999999999994,7.65,13.16,11.65,11.65,14.9,10.9,12.25,16.3,15.45,13.25,12.95,10.809999999999999,7.6999999999999993,12.65,16.95,20.440000000000001,25.75,20.59,17.7,13.75,13.5,20.5,20.25,18.45,16.649999999999999,15.35,17,16.05,16.45,15.2,15.41,17,14.66,13.3,11.35,13.8,15.3,13.2,12.05,18.8,16.399999999999999,17.16,22.4,23.9,18.440000000000001,16.75,17.75,11.5,12.4,17.36,18.09,24.05,28.85,26.189999999999998,23.9,21.5,22.45,20.04,25.4,35.450000000000003,24.85,17.7,17.399999999999999,16.55,18.95,26.189999999999998,29,32.700000000000003,34.549999999999997,30.6,28.6,29.95,32.700000000000003,36.14,28.6,28.95,26.4,23.6,24.35,20.65,20.100000000000001,23.8,24.2,24.9,33.65,19.2,16.05,19.899999999999999,20.2,24.85,29.7,24.65,21.75,19.14,18.440000000000001,26.4,34.5,33.700000000000003,35,39.799999999999997,35.89,29.55,22.55,29.9,28.05,17.899999999999999,16.75,24,25.15,20.29,17.850000000000001,23.35,26.439999999999998,16.71,24.4,23.9,27.9,31.95,31.8,25.45,21.85,20.6,14.8,13,14.3,18.600000000000001,15.16,12.95,15.75,16.05,13.2,15.6,15.8,19.899999999999999,22,21.5,19.350000000000001,19.600000000000001,20.350000000000001,21.7,23.05,16.21,15.25,17.21,17,15,15.96,18.89,23.9,26.15,26.55,23.75,18.34,21.9,24.75,27.1,22.59,17.11,20.350000000000001,17.010000000000002,12.2,10.5,6.3000000000000007,5.6999999999999993,11.95,13.45,10.809999999999999,12.059999999999999,14.7,14.16,14.25,16.100000000000001,14.76,17.309999999999999,13.7,12.6,10.8,8.6999999999999993,10.7,11,11.6,11.15,6.6999999999999993,10.7,13.5,12.6,9.6999999999999993,7.25,8.6,10.8,14.9,16.510000000000002,14.3,11.45,9.31,7.75,5.4499999999999993,6.15,6.8000000000000007,3.8499999999999996,1.8999999999999986,1.6099999999999994,1.6099999999999994,0,0,0,3.1500000000000004,3.9000000000000004,4.5,5.6,4.9000000000000004,3.3599999999999994,6.1,6.6999999999999993,9.75,9.9499999999999993,6,5.9499999999999993,1.1499999999999986,8.1999999999999993,6.0500000000000007,3.25,3.5,0.80000000000000071,1.8000000000000007,0,0,0,4.6500000000000004,6.9499999999999993,4.8000000000000007,0,0,0,3.0500000000000007,4.5,2.6999999999999993,3.1500000000000004,3.6500000000000004,3.9000000000000004,2.1999999999999993,0.60999999999999943,0,0,0.19999999999999929,0,0,0,0,0,0,0.60999999999999943,5.8000000000000007,4.5,0.55000000000000071,2,2.0500000000000007,0,0,0,0,0,0.80000000000000071,0,0,0,0.39999999999999858,0.10999999999999943,0,0,0,0,0,0,0,1.3000000000000007,0.5,0,0,0,0,0.5,0,0,0,0,0,0,0,1.6099999999999994,2,0,1,0,1.6099999999999994,3.3599999999999994,1.6499999999999986,1.3500000000000014,0,2.4499999999999993,2.4000000000000004,4.25,3.0500000000000007,0.5,0,0,0,0,1.5,0.89999999999999858,3.25,0.30000000000000071,2.6500000000000004,6,4.6500000000000004,2.8499999999999996,0,1.4600000000000009,0,0,0.85999999999999943,2.5,4.5,6.5500000000000007,3.4000000000000004,4,6.15,3.5500000000000007,1.25,0.64999999999999858,2.6500000000000004,6.4499999999999993,5.5500000000000007,2.5,0.30000000000000071,3.9499999999999993,3.3000000000000007,9.6,14.41,9.86,4.8000000000000007,6.1099999999999994,14.26,12.65,4.4499999999999993,7.9,4.6500000000000004,5.75,7.9,9.15,12.8,13.91,12.25,11.85,16.55,17.66,16.149999999999999,15.05,10.6,13.8,11.55,5,10.95,12.6,9.15,10.9,9.35,7.9,10.6,14.7,8.81,14.45,11.8,8.9,11.6,10.85,13.7,10.35,6.15,15.96,22.4,21.95,25.35,21.4,17.850000000000001,16.350000000000001,17.05,15.91,12.35,13.86,12.8,16.96,15.75,17.25,18.399999999999999,16.899999999999999,15.71,20.29,23.75,27.35,29,29.3,22.3,26.8,31.55,29.9,28.1,29.1,34.049999999999997,29.5,18.39,17.71,21.3,19.850000000000001,18.8,25.7,16.8,23.4,22.35,19.649999999999999,23.2,23.9]
["Renfrew Hydro (Renfrew)","Renfrew",44.54,45.85,43.6,30.65,20.2,28.25,38.25,36.450000000000003,33.200000000000003,29.6,17.25,18,15.05,20.75,21.95,22.4,22,25.45,26.75,38.200000000000003,44.55,43.15,40.4,40.200000000000003,28.25,41.05,39.200000000000003,38.450000000000003,31.14,26.1,26.939999999999998,31.05,28.9,32.299999999999997,31.85,31.95,35.450000000000003,27.55,27.25,29.05,34.549999999999997,38.35,37.200000000000003,29.2,24.5,29.1,31.89,33.5,27.3,21.95,24.35,16.25,19.2,24.2,30.5,33,31.8,32.049999999999997,36.200000000000003,27.25,33.200000000000003,34.549999999999997,36.1,31.25,35,27,24.3,28.4,19.899999999999999,17,27.189999999999998,32,20.3,23,34.549999999999997,33.950000000000003,27.939999999999998,21.35,18.14,21.35,22.2,31.95,30.5,27.939999999999998,30,30.1,17.75,19.2,15.1,14.9,18.39,17.809999999999999,17.309999999999999,18,18.05,14.45,15.4,13.3,16.100000000000001,10.45,13.059999999999999,12.95,13.85,6.85,22.19,23.15,17.75,15.4,14.16,10.5,7.1,10.95,12.15,13.25,12.8,13.7,11.25,9.9600000000000009,9.9,12.1,8.1,9.75,7.4499999999999993,9.4,10.4,12.5,11.75,8.4,6.1099999999999994,3.6500000000000004,5.1099999999999994,4.9000000000000004,7.65,2.25,0,6.25,10.75,11.2,6.6999999999999993,4.5500000000000007,3.0500000000000007,2,2.75,0.44999999999999929,0.75,0,0,5.6,5.75,2.75,2.9499999999999993,0,0,0,4.8000000000000007,4.0500000000000007,0.39999999999999858,0.19999999999999929,0,0,0,2.6500000000000004,0,0,4.4499999999999993,2.0500000000000007,4.25,5.0000000000000711E-2,0,2.0999999999999996,3.8000000000000007,1.3000000000000007,0.69999999999999929,0,0,0,0,0,0,0,0,0,0,2.25,1.0500000000000007,5.0000000000000711E-2,0,0,0,2.0500000000000007,1.8599999999999994,1,0,0,0,1.25,2.4499999999999993,1.8000000000000007,0.80000000000000071,0,0,0,0,1.5,1.3599999999999994,0,0.55000000000000071,0,2.3599999999999994,1.5,2.0500000000000007,2.8599999999999994,0,0,0,0,0.55000000000000071,1.6099999999999994,0.69999999999999929,0,0,0,0,0,2.25,6.15,5.3000000000000007,4.3000000000000007,2.5,3.4499999999999993,2.75,2.3599999999999994,0,0,0,0,0,0,0,4.0999999999999996,2.6099999999999994,0,0,0,0,0,0,0,3.5500000000000007,3.9000000000000004,0.85999999999999943,0,0.5,4.0500000000000007,9.4,10,8.9,6.35,6.8000000000000007,6.8000000000000007,13.86,12.91,3.75,4.8499999999999996,9.35,5.3000000000000007,2.9000000000000004,3.0999999999999996,1.5500000000000007,0.44999999999999929,1.1099999999999994,2.8599999999999994,5,3.1500000000000004,4.5500000000000007,1.1499999999999986,7.9499999999999993,10.9,7.15,3.4000000000000004,9.5,11.95,13.3,12.809999999999999,11.9,11.4,0,5.0000000000000711E-2,1.3000000000000007,4.0500000000000007,10.7,16.149999999999999,14.95,11.75,11.2,10,9.6,9.81,11.3,11.5,9.31,10.4,16.25,16.100000000000001,16.8,17.41,15.85,10.4,10.6,13.45,17.25,18,18.04,17.3,14.36,15.2,19.399999999999999,22.09,22.84,19.45,19,23.8,28,22.3,26.75,19.3,14.15,7.5,16.600000000000001,22.3,23.5,26.8,24.8,14.4,26,30.14,21.95,29.7,29.9,21.95,29.3,26.189999999999998,21.8,21.15,24.2,23.09,26.8,18.59,18.440000000000001,18.350000000000001,18.399999999999999,22.8,27.5,29,28.7,24.7,19.989999999999998,15.25,13.1,15.55,14.16,18,28,34.200000000000003,30.05,24.35,33.6,34.299999999999997,28,39.9,37.700000000000003,40.9,37.6,35.049999999999997,36.299999999999997,29.15,31.55,40.200000000000003,39.549999999999997,27.85,33.35,39.4,24,30.25,36.299999999999997,36.35,34.299999999999997,26.439999999999998,24.3,37.299999999999997,39.049999999999997,35.85,32.1,33.049999999999997,32.65,41.35,37.450000000000003,38,39.25,29.35,38.200000000000003,31.85,32.200000000000003,35.1,33.299999999999997,28.6,34.85,35.5,41.8,33.85,42.2,38.6,37.35,35.6,37.700000000000003,36.39,32.25,30,41.05,33.299999999999997,38.29,39.4,36.25,31.5,29.25,30.05,32.75,23.09,35.6,35.299999999999997,25.3,26.1,18.350000000000001,14.45,14.6,22.95,23,20.190000000000001,18.2,17.46,20.45,27.439999999999998,26.689999999999998,19.25,23.75,31,29.75,26.8,24.05,16.260000000000002,25.19,26.5,22.59,16.96,20.9,19.79,11,12,19.8,21.34,20.05,16.600000000000001,19,16.55,12.65,13.35,9.75,7.3000000000000007,10.35,12.809999999999999,10.3,7.9499999999999993,12.4,13.7,12,11.1,14,15.8,16.350000000000001,13.6,10.65,9.85,5.0999999999999996,4.4000000000000004,6.65,4.5,4.9499999999999993,1.75,0.89999999999999858,5.8000000000000007,4,1,0,0,5,8.81,5.1999999999999993,9.6,8.35,6.9,2.3000000000000007,3.5999999999999996,0,4.75,8.4,5.8000000000000007,14.66,10.71,0.75,4.25,0,0,2.8499999999999996,0.25,0,7.4,4.4499999999999993,5.4,2.5,0.25,3.0999999999999996,5.9,6.65,0,1.6099999999999994,2.0500000000000007,0,3.5,0,1.5500000000000007,0,1.3000000000000007,3.4499999999999993,0,4.0500000000000007,2,0,0,0,1.1499999999999986,2.3599999999999994,0.60999999999999943,2.8000000000000007,2.5500000000000007,0,0,2.75,2.8000000000000007,2.3000000000000007,0,0,0,0,0.5,0.55000000000000071,0,0,0,0,0,3.3000000000000007,2.75,0.64999999999999858,0,0,0,0,1.1499999999999986,0,0,0,0,0,0,0,0,0,0,0,0,0.21000000000000085,0.69999999999999929,0.80000000000000071,1.3999999999999986,1,0.35999999999999943,0,0,1.6499999999999986,0,0,0,0,0,0,0,0,0,0.14999999999999858,0,0,5.0000000000000711E-2,1.6099999999999994,3.0500000000000007,3.6099999999999994,1.8599999999999994,0,0,0,0,0,0,1.3000000000000007,0,0,0,0,1.5,0,5.35,5.4,0.55000000000000071,0,0,0,0,0,5.3000000000000007,5.5500000000000007,4.3499999999999996,3.5,3.1500000000000004,8.31,7.3000000000000007,3.25,0,2.5500000000000007,8.81,9.35,9.6,8.31,7.4499999999999993,5.8000000000000007,5.3000000000000007,7.6099999999999994,13.05,11.2,12.55,3.3499999999999996,0,5.65,12.6,9.25,13.2,18.05,19.8,17.11,12.7,16.25,10.1,14.45,11.9,13.86,16.010000000000002,14.35,11.65,10.9,16.96,17.91,8.9,9.1,10.35,10.3,5.85,4.8000000000000007,14.16,15.05,12.8,14.6,11.15,11.15,15.2,19.899999999999999,15.6,15.35,19.04,13,7.3000000000000007,15.75,17.95,21.75,22.95,20.399999999999999,18.190000000000001,10.8,13.2,22.89,24,23.85,19.899999999999999,16.399999999999999,17.149999999999999,15.45,14.61,17.11,18.149999999999999,19.95,13.05,10,9.35,13.25,16.600000000000001,15.15,15.3,18.600000000000001,14.85,17.86,22.34,23.6,17.25,15.6,13.45,8,16.55,20.5,22.09,30.05,26.189999999999998,23.95,22.3,23.05,20.45,27.439999999999998,36.549999999999997,35.799999999999997,22.35,19.54,23.44,17.11,21.55,31.8,28.5,32.5,27.85,29.14,29.55,34.35,31.85,32.200000000000003,29.75,31.45,27.55,31.75,30.85,22,16.850000000000001,25,21.65,25.7,27.04,17.809999999999999,15.6,24,17.96,19.7,25.9,21.55,23.69,23.05,24.19,29.8,39.75,37.5,47,44.85,37.950000000000003,24.44,27.4,36.200000000000003,28.45,18.7,24.05,32.200000000000003,31.5,27.55,20.6,32.549999999999997,26.25,25.15,23.05,35.64,33.299999999999997,38.75,34.4,27.9,25.15,14.4,16.75,13.11,14.5,19.149999999999999,14.61,14.9,16.96,13.6,14.35,14.6,21,23.4,24.9,22.45,21.09,19.95,22.2,19.8,20.990000000000002,15.9,16.21,17.86,16.75,11.45,13.41,19.2,27,23.8,24.35,20.3,15.15,22.25,25.6,25.29,14.5,19.14,19.54,16.649999999999999,13.95,10.8,8.4499999999999993,11.2,11.05,12.15,10.059999999999999,13.16,14.9,13.7,15,13.1,15.76,15.15,13.6,11.7,9.35,9.6,8.15,6.65,5.4499999999999993,5.85,5.0999999999999996,14.1,12.15,8.65,6.4,3.25,3.0999999999999996,8.75,13.41,10.75,12.45,9,5.3000000000000007,4.1500000000000004,2.4000000000000004,2.6500000000000004,1.3999999999999986,0.64999999999999858,0,2.1500000000000004,0,0,0,0,1.4499999999999993,4.3499999999999996,0,1.2100000000000009,0.44999999999999929,0,0.94999999999999929,4,8.4,5.4,4,5,7.9,5.5500000000000007,3.4499999999999993,0.19999999999999929,0,0,0,0,0,1.1499999999999986,1.5500000000000007,1.8999999999999986,0.5,0,0,0,0,0,0,0,2.0999999999999996,0.14999999999999858,0,0,0,0,0,0,0,0,0,0,0,0,0.44999999999999929,0,0,1.0500000000000007,0,0,0,0,0,0,0,0,0,0.25,0,0,0,0,0,0,0,0,0,0,0,0,0,0,0,0.69999999999999929,0,0,0,0,0,0,0,3.0500000000000007,0,0,0,0,0,0,0,0,0,1.4499999999999993,3.3000000000000007,3.1099999999999994,1.6099999999999994,0,0,0,0,0,0.5,4.75,2.8000000000000007,0.69999999999999929,2.5,7.1,4.5500000000000007,0.85999999999999943,0,0,5.0000000000000711E-2,0.60999999999999943,2.4000000000000004,4.9499999999999993,8.25,9.1,7.9499999999999993,4.9499999999999993,5.25,2.5,4.8000000000000007,3.9000000000000004,4.4499999999999993,4.0999999999999996,5.0500000000000007,4.5500000000000007,0,0,8.56,12.05,12.4,9.5,6,9.6999999999999993,13.059999999999999,5.65,3.8599999999999994,10.35,2.9000000000000004,6.5,9.5,10.45,12.8,12.9,13.35,15.05,17.66,16.55,15.71,13.1,14.9,17.96,13.75,10.45,11.35,16.260000000000002,11.75,14.16,12.35,11.65,15.85,12.35,14.65,17,11.4,11.9,14.05,13.25,9.9499999999999993,10.4,11.9,18.75,21.75,21.8,23.6,19.649999999999999,18.149999999999999,17.899999999999999,20.440000000000001,20.9,17.2,15.05,14.85,16,18.899999999999999,22.95,20.6,19.649999999999999,16.600000000000001,20.190000000000001,27.64,29.4,28.25,21.84,21.65,28.25,35.85,40,28.189999999999998,34.89,37.64,25.7,17.45,20.05,16.96,17.100000000000001,26.6,23.8,16.899999999999999,26.9,23.35,28.3,31.25]
["Rideau St. Lawrence Distribution Inc. (Westport, Prescott, Cardinal, Iroquois, Morrisburg and Williamsburg)","Westport",34.64,40.35,39.200000000000003,28.45,16.86,20.9,32.549999999999997,28.6,25.6,20.7,14.8,16.649999999999999,15.5,17.75,19.25,21.55,19.649999999999999,21.85,21.3,30.4,42.5,41.05,38.299999999999997,34.549999999999997,28.8,31.75,28.05,33.450000000000003,29.95,26.85,21.75,21.14,20.84,25.85,29.1,30.05,33.75,28.25,28.15,31.7,31.25,34.85,35.700000000000003,26.689999999999998,21.45,25.25,31.65,35.450000000000003,24.35,19.600000000000001,21.25,15.25,15.9,21.05,26.35,27.75,31,30.55,34.950000000000003,25.2,30.15,34.700000000000003,32.1,32.200000000000003,32.950000000000003,25.8,20.75,25.3,18.09,15.6,23.5,29.85,18.79,19.54,28.4,29.8,22.2,19.2,16.8,18.25,18,24.75,26.689999999999998,23.45,25.3,23.05,15.35,17.100000000000001,16.899999999999999,16.3,16.95,16.809999999999999,18.850000000000001,15.75,16.3,18.190000000000001,14.1,13.35,15,11,12.3,12.91,5.35,8.35,16.21,21.7,15.9,12.25,13.8,12.3,9.06,8.9499999999999993,11.9,12.059999999999999,11.75,11.4,9.5,8.1,8.31,10.8,8.31,9.65,10.1,10.85,9.56,9.35,9,2.9000000000000004,3.3599999999999994,4.5999999999999996,5.1999999999999993,3.1999999999999993,0.39999999999999858,1.3999999999999986,1.5,8,10.3,10.25,8.9,5.6999999999999993,3.25,1.75,4.3000000000000007,4.8599999999999994,3.4499999999999993,0,0,4.4499999999999993,4,4.0500000000000007,3.4000000000000004,3.4000000000000004,0.14999999999999858,1,2.25,4.6500000000000004,4.6500000000000004,4.3499999999999996,1.5,0,0,0.75,1.5500000000000007,0,3.5500000000000007,3.3599999999999994,1.9499999999999993,0,0,0.80000000000000071,2.25,2.1999999999999993,0.89999999999999858,0.60999999999999943,0,0,0,0,0,0,0,0,0,0,0,0,0,0,0,0.25,2.5999999999999996,2,0.60999999999999943,0,0,0,0,0.64999999999999858,1.8599999999999994,0.14999999999999858,0,0,0,0,0.71000000000000085,0,0,0,2.8000000000000007,2.0999999999999996,0,0,0,0,0,0,0,0,0,0,0,0,0,0,0.89999999999999858,4.4499999999999993,3.25,0.19999999999999929,0.64999999999999858,2.8000000000000007,2.0500000000000007,0,0,0,0,0,0,0,0,1.8599999999999994,3.4000000000000004,0,0,0,0,0,0,0,1.1099999999999994,2.6999999999999993,1.6499999999999986,0,0,2.6500000000000004,9.1999999999999993,8.4499999999999993,10.199999999999999,4.6099999999999994,3.6500000000000004,5.3599999999999994,9.1,10.25,0,1.7100000000000009,7.5500000000000007,4.25,2.8599999999999994,2.9499999999999993,2.3499999999999996,2.8599999999999994,2.8000000000000007,2.4499999999999993,3.4000000000000004,3.25,2.0999999999999996,0,5.6999999999999993,9.15,4.1999999999999993,2.1099999999999994,6.4499999999999993,7.85,8.4,10.15,12.35,7.1999999999999993,0,0,1.25,3.6099999999999994,7.9499999999999993,14.5,12.05,8.9499999999999993,9.4499999999999993,7.25,7.25,6.9499999999999993,8.75,11,4.9499999999999993,8.15,12.9,12.85,14.3,15.25,11.15,6.9,9.1,12.1,15.71,15.4,12.15,11.15,6.3599999999999994,10.9,17.350000000000001,19.25,19.399999999999999,16.95,17.3,21.3,20.8,19.2,24.65,17.100000000000001,9.6,7.5500000000000007,14.5,19.399999999999999,21.59,23.15,18.7,11.309999999999999,17.75,23.5,15.3,22.25,20.399999999999999,18.100000000000001,24.65,22.14,15.65,19.25,21.75,21.8,19.989999999999998,16.45,16.71,15.4,15,19.75,24.44,24.69,22.2,22.25,16.399999999999999,9.5,11.4,15.1,13.55,14.65,22.89,27.939999999999998,26.05,21.34,25.05,24.25,16.559999999999999,26.189999999999998,28.3,33.89,33.15,26.55,28.4,23.4,26.15,37.35,33.450000000000003,27.189999999999998,25.25,32.85,17.95,23.09,31.45,30.55,28.85,21.55,19.25,26.04,32.450000000000003,30.3,28.65,26.75,27.9,32.799999999999997,29.8,36.25,32.89,22.05,32.65,30.55,26.939999999999998,32.200000000000003,31.55,29.05,27.5,29.55,35.799999999999997,27.9,36.75,40.79,36.64,30.05,34.35,36.799999999999997,27.54,27.189999999999998,37,33.700000000000003,30.7,35.39,35.6,33.25,28.9,25.15,27.6,21.05,30.25,33.39,24.6,24.4,18.55,18.05,14.85,21.15,19.899999999999999,16.7,18.440000000000001,18.89,18.89,24,24.85,20.7,18.64,26.8,27.89,25.65,20.3,16.600000000000001,21.25,24.75,21.65,14.8,20.29,20.25,14.5,13.2,16.05,17.55,17.25,14.45,15.65,14.2,11.4,13,14.3,10.050000000000001,9.9499999999999993,10.85,10.6,9.6999999999999993,7.6,9.56,9.31,11.15,12.75,15.45,15.15,15.85,12.4,9.9499999999999993,8.56,8.6,6.3000000000000007,5.1999999999999993,6.8000000000000007,8.9,4.3599999999999994,6.5,5.25,3.9000000000000004,1.8599999999999994,0,0.89999999999999858,0.46000000000000085,2.9499999999999993,8.31,10.65,6.15,4.4499999999999993,4.1500000000000004,2.25,4.3000000000000007,7.5,6.4,10,13.1,2.1500000000000004,2.4000000000000004,0,0,0.89999999999999858,1.3000000000000007,0.55000000000000071,8.75,6.65,6.6999999999999993,5.9,3.0999999999999996,1.3599999999999994,5.1999999999999993,5.35,2.0500000000000007,3.9000000000000004,2.5999999999999996,0.44999999999999929,2.1999999999999993,1.1499999999999986,0,0.19999999999999929,0,2,0,3.4499999999999993,1.8999999999999986,0,0,0,0.69999999999999929,1.3999999999999986,0.35999999999999943,1.6499999999999986,3.75,1,1.1499999999999986,0.46000000000000085,2.9000000000000004,4.1999999999999993,1.3000000000000007,0,0,0,0.10999999999999943,1.1499999999999986,0,0,0,0,0,2.3499999999999996,3.25,2.4499999999999993,0,0,0,0,0,0,0,0,0,0,0,0,0,0,0,0,0,0,0,0,0.30000000000000071,1.1499999999999986,0,0,0,0,0,0,0,0,0,0,0,0,0,0.30000000000000071,0,0,0,0,0.69999999999999929,1.9499999999999993,0.30000000000000071,0,0,0,0,0,0,0,0,0,0,0,0.55000000000000071,0.44999999999999929,2.8599999999999994,1.8999999999999986,0.14999999999999858,0,0.10999999999999943,0,0,0.80000000000000071,5.25,5.0500000000000007,3.6999999999999993,3.5500000000000007,0.64999999999999858,2.6099999999999994,2.9499999999999993,2.8000000000000007,0,1.1099999999999994,7.6999999999999993,9,9.61,9.5,6.4,7.5500000000000007,5.4499999999999993,5.0999999999999996,9.35,8.81,12.15,4,2.3000000000000007,2.6500000000000004,9.4600000000000009,8.1,9.6,14.95,17.86,14.8,5.6099999999999994,7.85,8.85,13.85,10.5,11.5,14.9,14.26,9.4499999999999993,7.4,13.95,14.5,6.5500000000000007,7.8100000000000005,5.8000000000000007,5.65,6,4.1500000000000004,10.45,12.85,13.5,13.61,8.4499999999999993,7.0500000000000007,11.8,16.149999999999999,10.309999999999999,12.35,14.9,8.56,6.4499999999999993,13.5,14.75,15.05,20.7,15.85,14.01,9.06,11.4,18.75,21.05,19.149999999999999,15.75,12.25,15.15,13.66,12.35,14.91,14.8,14.55,12.35,10.15,8.5,11.5,13.41,8.9,12.65,15.46,11.85,15.85,18.8,16.5,11.7,10.6,9.9,8.36,14.2,18.39,17.809999999999999,23.4,23.15,19.95,16.5,18.3,18.05,23.35,33.35,28.1,17.899999999999999,20.09,19.3,13.45,15.46,23.9,22.55,28.25,24.15,23,20.04,22.25,29.8,31.6,26.75,28.189999999999998,27.39,29.39,28.14,20.65,14.55,19.04,17.3,22.9,22.44,13.85,13.91,18.05,13.41,17.05,20.6,17.45,18.600000000000001,21.75,22.84,24.3,31.14,28.05,39.4,42.4,30.05,21.2,25.35,33.35,27.189999999999998,13.8,18.89,26.189999999999998,27.55,20.75,20.75,26.689999999999998,20.9,18.79,19.79,28.85,25.8,30.95,26.3,23.95,21.85,14.85,13.1,10.1,11.75,15.75,13.95,14.25,14.2,12.65,12.85,13.75,17.86,22.2,20.65,18.75,17.559999999999999,15.6,19.649999999999999,18.89,17.899999999999999,11.85,12.15,15.8,14.01,9.25,11.2,15.4,21.95,22.59,22.8,17,13.25,18.7,20.399999999999999,21.240000000000002,13.85,15.05,17.809999999999999,15.15,10.15,6.8599999999999994,8.35,10.559999999999999,8.1,11.15,9.9,5.6,10.85,14.1,11.2,13.11,14.8,14.7,11.05,11.15,9.6,11,10.35,6.4,5.3599999999999994,5.3000000000000007,4.8000000000000007,9.65,12.05,11.6,7.6999999999999993,2.6999999999999993,2,7.5500000000000007,12.25,9.4499999999999993,10.6,9.6999999999999993,7.1099999999999994,9.25,6.15,1.8999999999999986,2.1099999999999994,1.3999999999999986,0,0,0,0,0,0,0,2.9499999999999993,1.4499999999999993,0.80000000000000071,0.30000000000000071,0,0,2.4499999999999993,5.75,4.0500000000000007,4.3000000000000007,0.14999999999999858,1.5,3.8499999999999996,5.3000000000000007,3.8499999999999996,0,0.19999999999999929,0.19999999999999929,0,0,0,0.80000000000000071,2.5500000000000007,0.75,0,0,0,0,0,0,0.89999999999999858,0,0,0,0,0,0,0,0,0,0,0,0,0,0,0,0,0,0,0.5,0,0,0,0,0,0,0,0,0,0,0,0,0,0,0,0,0,0,0,0,0,0,0,0,0,0,0,0,0,0,0,0,1.8000000000000007,0,0,0,0,0,0,0,0,0,0.25,2.1999999999999993,2.6500000000000004,1.8599999999999994,0.30000000000000071,0,0,0,0,0,1.9600000000000009,3.4499999999999993,0,1.6099999999999994,5.8599999999999994,3.6500000000000004,0,0,0,0,1,0.5,5,6,9.15,4.4499999999999993,2.4000000000000004,0.35999999999999943,3.25,3.6999999999999993,3.25,0.85999999999999943,3.9000000000000004,4.25,3.1999999999999993,3.4000000000000004,2.75,4.5500000000000007,10.7,11.95,9.4499999999999993,1.8999999999999986,9.31,13.05,7.4499999999999993,1.3599999999999994,5.9,0,4.1500000000000004,5.5500000000000007,10.050000000000001,13.2,11.7,12.05,15.35,16.8,16.510000000000002,16.350000000000001,7.8100000000000005,11.5,14.85,10.85,5.3000000000000007,8.15,13.25,8.75,13.8,13.7,9.35,13.809999999999999,12.35,12.8,15.65,10.1,11.25,11.65,9.75,12.05,10.55,8.4,17.95,21.05,19.8,22.4,18.649999999999999,16,15.96,17.71,16.899999999999999,12.3,12.35,10.25,13.85,16.95,19.8,17.600000000000001,18.440000000000001,14.35,18.14,23.05,24.7,24,17.350000000000001,18.190000000000001,22.6,31.2,30.45,18.8,24.4,28.5,18.25,17.46,16.91,15.65,15,21.2,19.239999999999998,14.6,18.55,17.350000000000001,22.05,19.75]
["Sioux Lookout Hydro Electric Commission (Sioux Lookout and Hudson)","Sioux Lookout",52.6,49.79,39.1,40.549999999999997,50.2,50.04,43.9,44.29,35.549999999999997,25.75,24.9,22.55,31.1,41.4,36.200000000000003,34.29,39,37.89,36.799999999999997,47.65,45.4,44,45.8,30.8,44.1,44.15,46.9,43.04,36.799999999999997,39.6,40,41.25,41.4,34.35,40.450000000000003,38.14,36.64,35.35,41.1,44.6,39.700000000000003,37.35,35.950000000000003,37.25,38.9,36.200000000000003,40.54,28.189999999999998,21.3,28.1,26.35,27.85,33,36.14,35.39,40.799999999999997,42.7,49.6,41.2,45.85,43,40.9,40.65,35.64,27.35,34.39,35.85,22.95,17.96,31.4,39,19.5,25.65,40.4,38.39,26.85,26.25,21.7,20.7,24.8,34.5,35.799999999999997,34,34.049999999999997,32.15,22.95,28.85,28.1,16.8,24,31.45,31.95,27.35,23.25,22.69,19.45,14.55,17.71,12.2,17.399999999999999,19.5,18.79,22,29.45,31.6,29.3,24.8,22.34,17.2,14.35,14.9,15.3,14.75,14,16.3,16.55,15.6,13.7,15.56,16.350000000000001,16.149999999999999,12.7,14.45,18.39,14.95,14.6,8.0500000000000007,13.5,15.55,8.8000000000000007,8.4,12.25,13.66,15.46,14.95,14.25,11.9,10.25,5.1999999999999993,7.65,10.059999999999999,6.5500000000000007,4.25,0,0,3.3000000000000007,3.1999999999999993,0,0.44999999999999929,0,0,0,5.25,4.1999999999999993,3.8000000000000007,0,1.5500000000000007,7.1,7.85,6.35,1.9499999999999993,2.6999999999999993,8.25,7.4,4.5500000000000007,6.8000000000000007,4,6.1,1.3999999999999986,0.89999999999999858,3.8000000000000007,2.5999999999999996,0,0,6.9499999999999993,4.75,2.5500000000000007,0,0,0,0.64999999999999858,5.6099999999999994,6,5,1.5500000000000007,0,0,1,6.4499999999999993,4.4499999999999993,2.0999999999999996,0,0.80000000000000071,7.0500000000000007,7.9499999999999993,4.5500000000000007,3.8599999999999994,1.5500000000000007,0,0,0,0,2.0999999999999996,3.5,2.5500000000000007,1.3999999999999986,0,2.6999999999999993,1.1099999999999994,2.9000000000000004,2.5,3.0999999999999996,1.8599999999999994,1.4499999999999993,1.8000000000000007,2.1500000000000004,0.60999999999999943,1.25,0,0,0,0,4.1999999999999993,3.5999999999999996,6.4499999999999993,5.75,0,3.6999999999999993,4.4000000000000004,4.9000000000000004,0,0.60999999999999943,0,0,0,0,0.89999999999999858,6.9499999999999993,5.6999999999999993,2.5,1.5500000000000007,2.8599999999999994,3.8599999999999994,3.25,2.4499999999999993,3.6500000000000004,2.9000000000000004,3.9499999999999993,7.4,6.1999999999999993,1.0500000000000007,9.81,10.25,14.45,12.3,7.85,7.75,8.1999999999999993,11.1,15.95,13.5,5.65,7.1,9.9600000000000009,2.25,3.0999999999999996,4.5,2.3000000000000007,0,0,8,14.6,10,8.81,8.85,11.95,15.15,16.21,16.75,15.3,16.3,13.55,15.46,11.15,6,11.15,11.9,10.35,8.5,14.85,16.899999999999999,13.5,13.7,13.55,8.5,7.5,5.4499999999999993,11.75,14.6,10.95,15.25,16.95,19.100000000000001,20.75,19.14,15.8,13.3,15.71,19.5,22.8,20.85,24,26.75,26.1,28.5,24.44,31.2,27.439999999999998,28.3,29.15,32.14,34.25,31.6,36.950000000000003,27.64,20.399999999999999,20.5,30.1,35.200000000000003,38.299999999999997,41.55,36.89,28.35,36.25,39.75,34.25,40.200000000000003,33.75,28.65,33.25,24.4,26.35,32.14,25.25,22.2,20,18.2,18.95,23.1,29.6,36.25,36.64,26.35,22.05,19.7,17.91,18.04,19.2,20.149999999999999,27.85,34.1,40.1,43.55,44.3,34.75,36.299999999999997,43.05,40.950000000000003,49.25,44.35,42.85,43.8,37.89,40.75,42.4,44,45.4,35.950000000000003,31.35,32.14,41.1,26.689999999999998,32.6,35.5,26.689999999999998,34.5,28.25,18.350000000000001,30.8,37.35,25,23.65,22.9,34.799999999999997,38.65,41.8,47.45,40.450000000000003,39.85,43.4,38.1,37.6,37.799999999999997,37.200000000000003,32.75,30.4,37.700000000000003,45.7,37.6,48.2,44.7,36.700000000000003,44.45,50.15,46.4,35.950000000000003,41.65,47.1,38.049999999999997,34.85,43.85,43.15,36.75,29.1,29.3,34.35,32.25,41,38.799999999999997,25.6,28.3,27.04,20.6,17.11,19.55,17.75,18.95,15.6,12.3,18.84,24.85,27.85,21.2,24.6,31.05,30.9,24.19,19.399999999999999,22.05,31.65,30.9,25.75,17.100000000000001,19.75,16.95,14.55,18.09,27.6,30.5,30.14,27.04,23.4,18.850000000000001,16.05,15.05,11.15,6.4499999999999993,11.35,11.5,5.9499999999999993,11.059999999999999,10.26,13.809999999999999,15.1,18,22,21.55,21.59,18.54,13.55,13.36,11.309999999999999,14.85,13.3,9.3000000000000007,5.9,3.1500000000000004,7.9,10.4,8.1999999999999993,2.75,4.0500000000000007,13.95,16.100000000000001,15.2,15.46,13.85,12.45,8.4499999999999993,11.75,7.9600000000000009,9.6,18.89,12.7,8.5,11.95,8.9499999999999993,0.60999999999999943,2.4499999999999993,2.5500000000000007,0,4.9000000000000004,7.65,11.059999999999999,13.35,10.059999999999999,6.4,2.25,1.3999999999999986,2.0999999999999996,4.4000000000000004,2.5500000000000007,2.4499999999999993,2.25,2.9000000000000004,3.3499999999999996,2,5.0000000000000711E-2,0,0.64999999999999858,7.5,4.6500000000000004,2.8499999999999996,7.8100000000000005,6,3.4000000000000004,1.5500000000000007,4.75,3.6500000000000004,1.6999999999999993,0.44999999999999929,0,0,0,4.3000000000000007,5.25,1.8999999999999986,1.0500000000000007,1.25,0.80000000000000071,0,7.3000000000000007,3.8499999999999996,3.75,2.1099999999999994,0,0,0,0,0.25,1.5500000000000007,0,0,0,0,0.44999999999999929,3.25,2.5999999999999996,0,0,0,0,0,0,0.85999999999999943,0,0,5.0000000000000711E-2,1.8999999999999986,4.1999999999999993,4.6500000000000004,4.5,0.64999999999999858,2.3000000000000007,0,1.6499999999999986,1.6999999999999993,3.0500000000000007,0,0,0,0,0,4.3599999999999994,4.5500000000000007,5.35,4.1999999999999993,1.5,0,3.4000000000000004,10.25,7.1,6.6,3.0999999999999996,0.5,0,0,0,0,0,0,0,0,0,0,5.0999999999999996,6.5500000000000007,9.06,9.2100000000000009,6.9,0,4,0,0,2.1500000000000004,7.75,7.1,2.9000000000000004,0,9.25,10.6,7.8100000000000005,5.0500000000000007,0,3.0999999999999996,8.9499999999999993,12.95,8.1999999999999993,7.9600000000000009,10.55,9.81,13.2,9.1,10.6,14.75,12.05,10.7,6.6,3.6500000000000004,6.4499999999999993,13.1,9.9,15.65,20.8,20.95,14.8,10.75,16.760000000000002,15.3,16.260000000000002,14.35,14.3,17.7,15.46,16.3,13.55,15,15.2,13.25,11.2,12.75,13.559999999999999,12.15,11.3,17.75,19.45,12.4,12.45,12.8,13.7,18.190000000000001,22.8,17.05,15.5,14.3,10.95,10.65,20.29,25.25,29.6,26.35,21.85,21.4,22.5,32,32.25,23.75,21.35,21.95,23.45,27.35,21.34,17.45,15.65,18.440000000000001,16.2,17.95,20.440000000000001,20.75,22.44,20.45,20.25,25.15,26.689999999999998,25.75,28.35,31,31.8,29,31.15,25.4,18.7,25.5,30.39,38.35,37.25,34.6,34.89,35.75,30.55,26.9,27.1,26,26.05,23.6,26.6,25.65,28.6,37.25,43.1,42.6,43.79,43.75,42.85,34.299999999999997,39.799999999999997,44.29,40.4,36.89,36.450000000000003,31.25,35.450000000000003,25.8,25.65,24.35,26.6,25.5,34.75,30.3,19.54,29.7,33.89,34,35.549999999999997,33.75,37.14,28.65,29.8,34.6,40.450000000000003,45.2,38.1,42.35,43.45,35.049999999999997,25.6,36.049999999999997,36.85,22.2,18.75,25,37.35,35,26.85,29.2,29.95,23.6,24.15,29.55,36.75,37.85,38.340000000000003,36.340000000000003,33.450000000000003,29.7,15.66,17.66,19.3,23.5,20.100000000000001,14.1,12.1,9.6999999999999993,12.95,15,19.95,19.7,23.15,23.6,23.65,26.7,26.1,27.5,23.75,23.45,27.35,20.7,15.6,13.5,13.75,16.649999999999999,27.3,30.8,28.25,30.45,22.59,21.8,22.05,30.55,28.5,20.95,23.15,25.6,15.4,13.2,6,10.9,16.71,13.809999999999999,10.309999999999999,8.1,16.66,17.559999999999999,16.3,14.41,13.4,14.1,14.2,13.66,12.85,13.35,12.2,9,8.9499999999999993,12.4,1.6999999999999993,1.1099999999999994,12.05,12.05,5.4499999999999993,4.4000000000000004,5.65,10.45,18.3,18.75,16.3,12.6,9.9,6,4.3499999999999996,1.3999999999999986,1.4499999999999993,0,1.3000000000000007,5.5500000000000007,5.6099999999999994,3.5,1.8999999999999986,5.0500000000000007,5.25,5.3000000000000007,8.81,4.75,8.1999999999999993,4.3000000000000007,5.6999999999999993,4.4499999999999993,11.1,11.55,9.75,2.0500000000000007,0,5.8000000000000007,7.85,3.5999999999999996,1.4499999999999993,4.0500000000000007,0,1.1999999999999993,0.80000000000000071,0.85999999999999943,5.65,5.65,4.4499999999999993,0.96000000000000085,0,0,3.3000000000000007,4.9499999999999993,4.0999999999999996,0.35999999999999943,6.85,4.1999999999999993,1.6099999999999994,1.1999999999999993,0,1.1099999999999994,1,3.1500000000000004,3.75,2.3000000000000007,0,0,0,0,4.25,6.6,1.9499999999999993,2.6999999999999993,4.3000000000000007,1.6499999999999986,0,0,0,5.0000000000000711E-2,0,0,0,2.9499999999999993,3.0500000000000007,1.1999999999999993,0,0,0,0,0,0,0,3.4000000000000004,2.0999999999999996,0,3.4499999999999993,4.3000000000000007,0.30000000000000071,0.69999999999999929,0,0.10999999999999943,0,0,0,0,1.3999999999999986,7,5.65,0,0,0,5.65,4.8499999999999996,0.44999999999999929,1.3000000000000007,0.30000000000000071,4.1099999999999994,5,3.9000000000000004,0.14999999999999858,0,0,1.1999999999999993,1.3000000000000007,4.0500000000000007,1.4600000000000009,4.75,5.9,3.8499999999999996,4.75,7.75,7.5500000000000007,5.75,1.8000000000000007,4.3599999999999994,2.3000000000000007,4.6999999999999993,3.6999999999999993,8.06,9.85,10.15,6.6999999999999993,2.4499999999999993,8.31,9.81,8.75,6.9,6.0500000000000007,5.15,5.3000000000000007,2.1099999999999994,3,6.5500000000000007,11.4,15.41,16.2,16.010000000000002,7.25,15.56,15.6,15.2,10.9,6.9,14.7,10.309999999999999,12,14.6,14.8,14.05,12.7,15.71,17.25,18.14,16.86,12.91,12.85,16.3,15,13.35,12.7,12.85,17.809999999999999,10.25,11.35,4.75,6.65,13.5,9.9600000000000009,12.25,18,12.35,11.7,15.15,14.25,16.2,15.71,22.05,26.439999999999998,27.75,25.35,22.8,18.149999999999999,19.14,19.350000000000001,18.149999999999999,19.29,17.149999999999999,18.64,20.34,23.85,24.5,22.94,21.4,19.600000000000001,20.65,23.8,28.05,33.4,41.35,41.65,36.549999999999997,39.9,41.4,38.799999999999997,42.05,46.15,44.4,31.8,19.25,30.05,24.1,26.05,34.1,33.950000000000003,29.9,34.549999999999997,29.6,28.25,38.14,37.5]
["St. Thomas Energy Inc. (St. Thomas)","St Thomas",29.6,34.14,33.450000000000003,23.19,19.95,32,40.049999999999997,31.75,30.85,19.5,15.2,17.36,15.1,17.399999999999999,20.5,24,20.65,26.9,24.85,26.1,36.5,37.450000000000003,33.5,32.450000000000003,28.35,29.85,30.4,36.39,34.25,28.8,21,19.350000000000001,24.7,32.25,32.35,31.2,29.75,34.04,33.85,31.1,32,36.6,36,29.25,22.75,30.5,32.450000000000003,34.549999999999997,21.55,19.7,21.25,16.05,17.96,22.5,26.5,28,32,34.25,37.64,26.3,34.64,37.85,34.35,29.5,28.6,22.25,23.35,23.55,15.05,13.2,25.25,29.85,16.399999999999999,20.55,30.1,28.1,19.399999999999999,15.55,18.75,20.5,21.3,27.25,25.45,25.4,28.65,20.2,13.75,17.649999999999999,17.91,14.95,10.199999999999999,16,18.25,13.36,17.850000000000001,14.75,12.35,12,13.6,7.8100000000000005,10.55,9.15,3.9000000000000004,8.65,21.65,20.149999999999999,12.15,12.059999999999999,12.25,7.75,4.1099999999999994,10.7,14.55,13.1,11.059999999999999,14.16,11.95,10,7.35,8.9,8.1999999999999993,9.1,9.31,11.2,11.45,9.0500000000000007,7.0500000000000007,1.8500000000000014,0,4.6500000000000004,4.5,0.30000000000000071,0,2.8000000000000007,4.75,12.25,10.35,8.15,3.4000000000000004,5.65,0.69999999999999929,6.4,8.9499999999999993,3.0500000000000007,1.8999999999999986,0,0,0.25,2.0999999999999996,0.5,0.5,0,0,0,2.4499999999999993,4.3499999999999996,1.8000000000000007,0.85999999999999943,1.6499999999999986,0,0,0,0,2.5,4.9000000000000004,2.5,0,0,0,0,0.21000000000000085,0,0,0,0,0,0,0,0,0,0,0,0,2,3.25,0.46000000000000085,0,0,0,2.25,1.75,0,0,0,0,0.55000000000000071,3.4499999999999993,2.3599999999999994,0.44999999999999929,0.64999999999999858,0,0,0,0.19999999999999929,1.8599999999999994,1.75,0,0,2.5,2.25,1.3599999999999994,0.39999999999999858,0,0,0,0,0,0,0.25,1.3999999999999986,0,0,0,0,1.5,4.5,3.1999999999999993,2.4000000000000004,0.44999999999999929,0.80000000000000071,0,0,0,0,0,0,0,0,1.1999999999999993,2.3599999999999994,1.4499999999999993,0,0,0,0,0,0,0,2.5,2.3499999999999996,1.3599999999999994,0,0,2.0500000000000007,7.3000000000000007,6.4499999999999993,7.4,6.15,5.5500000000000007,6,6.85,7.1999999999999993,2.5500000000000007,3.1999999999999993,8.65,5.0500000000000007,3.1500000000000004,2.0500000000000007,1.8599999999999994,0.44999999999999929,0.64999999999999858,1.6499999999999986,3.1999999999999993,2.8000000000000007,0.5,1.75,10.85,11.15,5.65,5.75,9.1999999999999993,10.3,10.7,11.75,11.2,3.8000000000000007,1.1499999999999986,4.8499999999999996,5,5.8599999999999994,11.15,13.15,8.61,10.559999999999999,9.65,9.75,10.3,5.6999999999999993,12.05,10.65,4.25,9.81,12.2,13.91,17.559999999999999,16.149999999999999,10.4,9.15,12.65,12.55,16,15.25,14.95,9.9,8.6,16.2,19.95,19.899999999999999,19.850000000000001,18.899999999999999,22.84,26.55,24.8,25.25,26.14,17.149999999999999,10.65,10.6,17.7,18.350000000000001,20.100000000000001,24.2,17.05,10.6,21.25,22.9,19.09,20.84,18.7,18.05,21,18.350000000000001,16.25,20.05,18.239999999999998,17.61,16.899999999999999,15.46,13.85,13.41,16.55,20,22.59,22.45,19.850000000000001,17.649999999999999,15.41,11.15,16.21,15.55,12.75,17.7,21.4,25.3,26.939999999999998,23.55,21.9,20.75,21.55,29.75,30.15,31.45,31.55,30.55,31.85,23.6,26.85,35.89,34.35,28.4,30.1,26.64,16.46,21.75,28.5,27.939999999999998,23.85,22.8,20.59,25.8,28.25,29.95,29.95,21.15,25.95,26.65,25.75,32.25,29.45,24.85,31.25,27.189999999999998,20.54,24.4,28.7,27.3,24,29.3,30.4,32.549999999999997,42.45,40.950000000000003,34.25,31.55,38.5,38.450000000000003,30.75,30.35,38.85,31.9,31.55,35.1,37.299999999999997,33.39,27.25,29.25,27.05,24.65,34.89,34.299999999999997,21.85,18.8,18.45,18.2,16.350000000000001,19.8,16.05,15.8,17.95,13.7,17.96,20.65,21.55,14.65,19.100000000000001,24.3,23.95,20.65,15.66,17,24,25.25,20.29,16.010000000000002,16.149999999999999,15.35,12,12.35,17.100000000000001,17.2,12.5,13.1,16.350000000000001,9.1999999999999993,8.75,12.2,10.15,4.6999999999999993,9.4,9.75,6.9,4.0999999999999996,5.4,8.9,6.4,11.059999999999999,16.05,19,16.100000000000001,13.45,12.35,11.75,9.85,8.4,10.95,5.35,5.4,2.5500000000000007,2.1999999999999993,6.8000000000000007,2.25,0.14999999999999858,0,0,0,0,6.0500000000000007,11.45,9.7100000000000009,4.25,0.64999999999999858,0,0,5.9499999999999993,10.199999999999999,5.4499999999999993,10.75,8.35,1.1499999999999986,0,0,0,0,0,0,8.6999999999999993,7.1999999999999993,4.8000000000000007,2.4000000000000004,1.5,0,2.75,2.25,0,0.80000000000000071,0,1.5,0,0.75,0,0,0.25,0.85999999999999943,0,0.35999999999999943,0,0,0,0,0.64999999999999858,0,0,2.6999999999999993,3.75,0,1.1999999999999993,0.94999999999999929,2.0500000000000007,2.4000000000000004,0.94999999999999929,0,0,0,1.8599999999999994,0.25,0.14999999999999858,0,0,0,0,0.5,0.75,0,0,0,0,0,1.0500000000000007,0,0,0,0,0,0,0,0,0,0,0,0,0,2.4000000000000004,1.4499999999999993,0,0.46000000000000085,0,0,0,1.3999999999999986,0,0,0,0,0,0,0,0,1.3599999999999994,0.21000000000000085,0,0.25,2.5999999999999996,2.8499999999999996,3.8599999999999994,3.1099999999999994,0,0,0,0,0,0,0,0,0,0,0,0,0.85999999999999943,1.9499999999999993,4.0999999999999996,5.75,3,0,0,0,0,0.75,4.75,3.4499999999999993,2.4499999999999993,1.5,0,0,0.39999999999999858,1.25,0,1,5.35,8.31,9.25,9.9499999999999993,5.5,3.1099999999999994,5.5,5.5500000000000007,7.15,8.4,9,2.0500000000000007,1,4.8599999999999994,11.05,7.15,10.65,16,16.399999999999999,12.05,3,3.8000000000000007,7.9,12.35,5.8000000000000007,11.05,11.15,10.059999999999999,6.25,10.65,13.65,13.45,8.1,9.81,3.6099999999999994,3.75,2.4000000000000004,5.65,11.4,14.1,13.5,12.25,9.75,8.56,13.55,14.6,9.15,8.81,10.3,4.6500000000000004,9.9,14.9,16.95,21.25,21.5,18.14,15,7.75,10.9,20.29,20.45,17.899999999999999,13.05,15.35,15.4,16.95,16.21,15.25,19.05,14.6,12.05,12.55,11.05,12.65,10.5,7.8100000000000005,14,12.95,13.6,19.5,22.3,18.600000000000001,11.559999999999999,10.4,8.85,8.6999999999999993,14.5,17.11,15.75,20.7,15.75,17.55,19,21.15,20.29,22.45,30.65,28.6,21.75,19.95,17.86,12.5,20,28.189999999999998,25.05,28.3,24.05,17.61,18.59,25.35,28.5,27.689999999999998,28.05,25.5,25.5,28.1,23.45,17.149999999999999,15.65,20.100000000000001,19.55,25.15,19.8,12.5,16.510000000000002,18.7,10,18.100000000000001,21.09,17.61,16.45,15.15,19.899999999999999,26.05,31.6,29.05,35.299999999999997,35.950000000000003,26.75,20.8,24.94,28.85,16.66,12.15,16.75,19.649999999999999,18.59,18.55,20.399999999999999,24.25,17.350000000000001,10.309999999999999,16.46,24.15,25.35,26.6,23.15,23.95,23.05,10.75,6.8000000000000007,4.1500000000000004,9.85,15.25,13.35,11.95,9.86,10.35,8.36,12.309999999999999,17.149999999999999,19.350000000000001,18.25,18.100000000000001,13.95,14.6,14.25,18.95,16.600000000000001,9.9600000000000009,11.95,15.8,12.7,6.0500000000000007,11.95,18.25,22.4,23.55,23.65,15.35,15.75,18.55,22.59,21.3,12.35,17.149999999999999,16.350000000000001,13,8.25,5.4499999999999993,3.6099999999999994,2.8000000000000007,7,7.5500000000000007,7.1999999999999993,8.25,10.9,11.05,8.9,14.05,11.9,11.85,10.8,9.8000000000000007,9.65,9.75,8.25,7.1999999999999993,5.4,3.1500000000000004,5.9499999999999993,9.1,9.5500000000000007,7.25,2.1500000000000004,1.1499999999999986,3.1500000000000004,11.5,13.85,8.1,5.8000000000000007,7.0500000000000007,6.3000000000000007,4.6500000000000004,3.6500000000000004,3,2.8000000000000007,0.5,0,0,0,0,0,0,0,0,0,0,0,0,0,5.8000000000000007,7.75,6.5500000000000007,2.9000000000000004,0,3.6500000000000004,4.4499999999999993,2.6500000000000004,1.4600000000000009,0,0,0,0,0,0.89999999999999858,0,0.60999999999999943,0,0,0,0,3.1500000000000004,1.7100000000000009,1.3599999999999994,1.4499999999999993,1.5500000000000007,0,0,0,0,0,0,0,0,0,0,0,0,0,0.80000000000000071,0.10999999999999943,0,0.60999999999999943,0,0,0,0,0,0,0,0,0,0,0,0,0,0,0,0,0,0,0,0,0,0,0,0,0,0,0,0,0,0,0,0,0,0.69999999999999929,0,0,0,0,0,0,0,0,0,0.19999999999999929,1.4499999999999993,1.1099999999999994,1.25,0,0,0,0,0,0,3.4000000000000004,2.8499999999999996,0,1.75,2.5,0.94999999999999929,0,0,0,0,0.55000000000000071,0,1.8599999999999994,4.4499999999999993,4.6999999999999993,4.1999999999999993,3.4000000000000004,1.6099999999999994,2.5,2.6500000000000004,3.8499999999999996,2.8000000000000007,3.6999999999999993,1.75,1.4499999999999993,0,0.25,7.25,10.050000000000001,10.65,7.4,3.4000000000000004,9.6999999999999993,9.75,6,0,0,1.4499999999999993,3.5500000000000007,6.1,11.25,12.45,9.4,11.1,15,17.71,16.010000000000002,13.35,3.9000000000000004,12.91,14.35,7,1.6499999999999986,8.31,11.6,7.9,9.85,8.81,9.3000000000000007,13.6,11.35,13.8,15.5,13.059999999999999,10.6,11.6,12.6,12.75,5.9,10.35,18.600000000000001,18.440000000000001,19.5,20.09,15.3,14.65,15.6,14.16,14.45,8.9,9.6999999999999993,15.1,15.3,15.6,16.7,16.71,18.190000000000001,17.61,20.5,21.25,23.09,21.4,19.14,25.35,28.6,30.8,29.8,22.3,28.05,31.2,24,22.6,17.850000000000001,19.7,16.399999999999999,19.100000000000001,14.8,17.2,19.14,18.25,20.85,18.14]
["Thunder Bay Hydro (Thunder Bay)","Thunder Bay",47.75,47.5,39.6,33.700000000000003,45.8,47.35,42.65,42.35,36.950000000000003,22.7,20.8,21.05,22.69,33.6,34.75,26.439999999999998,37.549999999999997,33.75,30.89,41.5,42.2,37.75,41.55,29.25,40.25,40.549999999999997,42.1,41.1,31.3,30.8,38.6,38.700000000000003,39.549999999999997,33.6,35.950000000000003,38.14,37.14,36.1,39.049999999999997,37.5,38.450000000000003,38.14,30.4,30.55,37.549999999999997,40.1,41.35,31.05,25.85,26.65,22.84,24.9,30.45,32.1,32.4,37.25,38.299999999999997,44.8,41.85,41.8,40.4,38.14,34.049999999999997,41.15,28.75,23.45,29.35,25.5,15.71,23.85,33.200000000000003,27,22.89,34.6,35.700000000000003,29.35,22.9,20.100000000000001,22.59,26.689999999999998,32.1,33.450000000000003,33.200000000000003,32.799999999999997,32.799999999999997,21.9,24.3,25.85,17.600000000000001,17.850000000000001,22.85,21.8,24.5,24.35,23.740000000000002,15.41,16.5,14.91,16.059999999999999,13.6,14.66,19.25,14.3,23.8,23.85,25.35,19.399999999999999,17.95,19.399999999999999,11.96,12.85,15.25,14.1,14.95,16.46,17,17.75,12.35,12.5,12.5,11.809999999999999,10.559999999999999,11.65,12.9,13.41,16,11.25,11.9,10.25,5.3000000000000007,9.6999999999999993,11.6,9.85,12.4,13.66,14.1,10.559999999999999,7.9499999999999993,7.6,11.3,7.9,7.4499999999999993,5.3000000000000007,1.6999999999999993,0,0,4.5500000000000007,5.8000000000000007,3.8499999999999996,5.1999999999999993,6.6999999999999993,5.4499999999999993,6.3000000000000007,3.3499999999999996,4.0999999999999996,6.25,0.96000000000000085,6.3599999999999994,5.15,7,5.6,6,7.75,4.4000000000000004,8.81,7.1999999999999993,0,0,3.1099999999999994,5.6,6.1,6.65,5.0500000000000007,3.4499999999999993,5.1099999999999994,6.15,6.1,2.9000000000000004,0,0,0,0.64999999999999858,1.8599999999999994,3.1999999999999993,1,0,1.6999999999999993,0,3.4000000000000004,2.1500000000000004,2.1500000000000004,1.3999999999999986,0.55000000000000071,1.75,5.8000000000000007,2.75,1.25,1.4499999999999993,0.44999999999999929,0,0,0,0.35999999999999943,1.0500000000000007,0.89999999999999858,2.4499999999999993,0,1.6099999999999994,1.5500000000000007,2.5999999999999996,3.6099999999999994,1.0500000000000007,1.6999999999999993,1.3599999999999994,0,2.1999999999999993,0.75,0,0.55000000000000071,0,0,0,3.0500000000000007,1.5,3.5999999999999996,4.6500000000000004,0,3.6999999999999993,6.15,6,3.0999999999999996,0,0,0,0,0,0,2.0500000000000007,4.3599999999999994,4.8000000000000007,4.1999999999999993,2.5,5,0.94999999999999929,1.3000000000000007,2.9499999999999993,1.8999999999999986,3.8499999999999996,4.3000000000000007,5.4499999999999993,2.3499999999999996,5.1099999999999994,11.95,12.2,11.25,8.4499999999999993,8.9499999999999993,10.1,8.4499999999999993,12.5,13.95,6.35,2.9499999999999993,8.6999999999999993,4.8000000000000007,2.75,5.6,3.8599999999999994,3.5999999999999996,1.8999999999999986,3.4000000000000004,12.35,12.75,12.35,6.35,7.65,13.7,13.8,12.05,13.7,14.45,10.4,13.95,12.15,11.6,10.15,8.35,10.95,14.3,11.35,15.16,15.66,12.91,15.75,14.55,9.5,6.5500000000000007,7.15,13.8,11.7,13.059999999999999,13.6,16.2,20.95,19.05,15.25,15.11,14,15.8,18.59,20.350000000000001,22.2,24.69,25.9,23.3,23.5,24.4,26.1,27.8,27.689999999999998,30,31.9,29.9,33.950000000000003,28.3,19.55,15,21.3,28.6,32.65,36.85,31.55,21.5,30.55,38.14,31.05,33.75,32.9,23.75,27.5,21.65,22.75,29.64,23.45,21.55,22.6,20.740000000000002,17.75,18.39,24.5,32.14,32.25,31,20.399999999999999,17.25,16.350000000000001,16.91,17.91,19.3,19.600000000000001,26.4,33.25,37.64,39.65,34.1,31.6,35.200000000000003,31.3,41.75,42.1,38.700000000000003,41.8,34.200000000000003,38.950000000000003,38.1,40.200000000000003,40.700000000000003,37.799999999999997,26.6,26.54,35.049999999999997,21.9,30,35.25,32.1,25.35,29.05,16.899999999999999,25.9,36.450000000000003,27,22.1,21.25,27.35,36.049999999999997,36.39,40.35,38.9,37.5,42.25,36,31.75,33.25,36.950000000000003,33.549999999999997,26.5,30.9,39.5,35,41.85,46.3,39.5,39.549999999999997,43.95,43.55,40.35,38.14,42.8,38.299999999999997,32.15,39.450000000000003,40.5,35.64,33.950000000000003,27.3,29.39,28.3,39.25,39.450000000000003,29.65,27.05,26.189999999999998,22.1,16.25,17.25,19.850000000000001,18,17.5,16.059999999999999,15.26,20.75,23.44,20.190000000000001,17.46,26.65,25.45,24.45,21.6,19.850000000000001,23.5,27.65,23.9,16.25,16.809999999999999,21.25,20.6,11.1,22.45,23.09,24.8,21.6,20.54,18,16.86,15.41,11.85,6.5500000000000007,9.1,10.85,10.25,8.85,8.8000000000000007,13.25,16.21,15.46,19.100000000000001,20.75,17.7,18.64,15.26,13.16,10.85,9.9,13.41,12.25,13.95,10,3.0999999999999996,7.5500000000000007,8.1,9.6999999999999993,5.8000000000000007,8.35,11.95,13.45,14.1,15.3,12,9.56,10.6,5.75,8.9499999999999993,12.75,11.65,8.5,8.9600000000000009,11.4,3.4000000000000004,0.55000000000000071,6.6099999999999994,1.5,0.14999999999999858,10.95,5.85,11.1,13.3,10.65,7.35,3.6099999999999994,5.65,5.6,9.4600000000000009,4.6500000000000004,3.8000000000000007,0,3.4000000000000004,3.4000000000000004,2.9499999999999993,4.25,0.64999999999999858,0.89999999999999858,4.3499999999999996,3.1099999999999994,4.8599999999999994,5.8000000000000007,7.9,2.3499999999999996,7.3599999999999994,0.19999999999999929,5.6,2.5500000000000007,1,0,0.60999999999999943,5.0000000000000711E-2,5.0500000000000007,5.8599999999999994,2.25,0,1.6099999999999994,0,3.8000000000000007,1.5,2.8499999999999996,1.5,0,0,0,1.4499999999999993,2.5,2.9000000000000004,1.8000000000000007,0,1.25,0,0,1.1499999999999986,0.69999999999999929,0,0,0,0,0,0,0,0,0,0,0,0.80000000000000071,2.6999999999999993,2.0999999999999996,1.8599999999999994,1.2100000000000009,0,0,0,1.6499999999999986,0,0,0,0,0,0.14999999999999858,2.3000000000000007,4.1999999999999993,6.25,3.9000000000000004,0,1,5.65,4.9000000000000004,4.0999999999999996,4.25,3.75,0,0,0,0,1.1499999999999986,1.25,0.80000000000000071,0,0,0,1.6999999999999993,4.4000000000000004,7.15,7.6,8.15,3.25,1.6099999999999994,0,0,0,2.9499999999999993,4.0999999999999996,3.3499999999999996,3.5500000000000007,4.75,8.81,6.8599999999999994,4.4499999999999993,1.6499999999999986,0.60999999999999943,4.3000000000000007,10.8,11.45,11.8,12.91,13.25,11.8,10.95,7.8599999999999994,11.95,9.6999999999999993,10.050000000000001,7.65,4.5500000000000007,4.25,13.16,10.15,11.55,16.45,19.899999999999999,17.5,8.56,14.15,11.95,12.45,11.45,11.95,16.149999999999999,16.46,15.71,11.55,15.5,15.05,10.75,10.6,14,11.45,9.35,6.65,13.36,17.46,12.7,12.1,13.6,12.6,14.05,19.399999999999999,17,15.3,14.66,9.6,7.15,15.3,21.55,24.55,24.55,20.5,21.7,14.45,22.2,28.8,22.59,23.85,21.65,17.45,18.190000000000001,17.61,17.899999999999999,11.809999999999999,16.649999999999999,19.45,15.46,16.350000000000001,15.96,18.149999999999999,17.95,17.559999999999999,20.7,21.59,17.75,21.84,27.8,29.1,24.35,24.6,20.25,16.05,19.989999999999998,25.55,26.939999999999998,31.15,31.8,28.7,27.75,26.939999999999998,25.3,24.75,24.45,25.4,20.190000000000001,21.55,20.75,19.75,28.85,37.25,38.35,39.04,40.799999999999997,34.200000000000003,26.29,34.6,39.1,38.5,36.89,29.75,27.3,33.049999999999997,27.55,22.55,22.5,24.9,25.4,32.450000000000003,33.700000000000003,17.2,19.25,27.85,27.05,33.1,35.1,31.75,23.35,24.05,31.65,35.25,38.54,38.29,37.799999999999997,39.35,35,23.45,31.2,36.049999999999997,28.35,17.36,18.690000000000001,31.35,32.35,21.15,22.84,25.2,23.35,19.45,27.1,31.05,34.700000000000003,35.090000000000003,30.8,31,23.75,15.35,19.7,16,18,18.45,18.100000000000001,9.65,15.71,13.75,16.8,18.100000000000001,20.5,25.6,26.689999999999998,22.9,26.3,24.7,27.25,24.5,22.69,19.440000000000001,18.39,19.5,20,14.05,17,22.34,28,28.05,27.45,23.15,18.190000000000001,21.45,24.6,27.25,18.850000000000001,18.25,19.649999999999999,18.59,13.309999999999999,8,10.95,12.8,15,11.3,10.809999999999999,10.45,15.5,16.600000000000001,13.7,15.25,15,15.26,15.1,13.3,11.25,13.05,10.3,7.5,10.95,10.1,4.0500000000000007,9,12,13,8.6999999999999993,10.75,5.4,12.95,15.46,12.5,11.95,9.85,8.35,5.8000000000000007,5.65,1.5500000000000007,3.3499999999999996,1.1000000000000014,3.5500000000000007,6.6099999999999994,5.85,7.1,4.4000000000000004,2.4000000000000004,3.0500000000000007,9.9499999999999993,6.15,5,5.0999999999999996,7.9,2.9499999999999993,7.1,8.81,8.1999999999999993,6.15,6.65,2.9000000000000004,5.9,5.25,3.75,6.65,0,0,0,0,2.25,2.9000000000000004,5.25,0.5,0,1.8000000000000007,0,4.8000000000000007,3.4499999999999993,0.25,4.6999999999999993,2.1500000000000004,0.80000000000000071,0,0,0,0,1.1999999999999993,1.3999999999999986,0.55000000000000071,2,1.8999999999999986,0,0,1.1499999999999986,3.8000000000000007,3.1099999999999994,0,1.4600000000000009,1.6499999999999986,0,0,0,0,0,0,0,0,1.1499999999999986,0.94999999999999929,1.5500000000000007,0,0,0,0,0,0,0,0,0.10999999999999943,0,4.25,2.75,0.39999999999999858,0.30000000000000071,0,0,0,0,0,0,1.6099999999999994,2.9499999999999993,0.89999999999999858,0,0,0,2.4000000000000004,2.6500000000000004,0.80000000000000071,0,5.0000000000000711E-2,1.3000000000000007,4.1500000000000004,4.8000000000000007,2.4499999999999993,1.9499999999999993,0,0,1.0500000000000007,2.0500000000000007,1.3999999999999986,4.3000000000000007,2.9499999999999993,0,5.0500000000000007,6.1999999999999993,6.3000000000000007,1.1499999999999986,0,1,1.3599999999999994,3,5.0500000000000007,5.0500000000000007,8,6.3000000000000007,2,6,6.6,6.4499999999999993,5.9499999999999993,6.4499999999999993,5.6099999999999994,5.3599999999999994,7.3000000000000007,5.8000000000000007,4.0500000000000007,5.85,11.2,13.61,14.55,5.1999999999999993,4.5500000000000007,13.25,14.55,11,2.8000000000000007,10.45,7.8100000000000005,7.1,14.5,15.05,15.4,11.75,13.55,14.7,17.11,13.85,12.1,11.5,12.1,14.85,12.4,10.35,12.1,16.100000000000001,10.35,10.35,11.309999999999999,9.06,12.05,11.3,6.9,17.350000000000001,13.5,12.25,15.85,15.9,15.46,14.05,18.440000000000001,24.55,28.8,28.55,26.55,17.55,18.75,18.89,18.09,15.4,13.16,14.15,15.9,19.75,19.54,19.54,18.739999999999998,18.989999999999998,17.41,21.65,24.25,27.8,33.1,32.75,28.85,37.299999999999997,36.35,34.950000000000003,33.64,39.1,40.65,31.4,18.75,23.5,20.95,25.9,24.85,25.9,20.7,31.55,29.45,24.15,28.95,30.1]
["Tillsonburg Hydro Inc. (Tillsonburg)","Tillsonburg",29.1,33.950000000000003,33.950000000000003,22.3,18.8,29.6,38.25,30.4,32.549999999999997,19.350000000000001,13.7,17.149999999999999,13.91,17.25,19.899999999999999,22.2,20.29,25.8,24.05,25.25,35.04,36.1,33.299999999999997,31.6,28.4,30.35,29.75,35.75,32.549999999999997,26.5,19.399999999999999,18.600000000000001,23.55,29.64,30.39,29,31.95,31.65,32.700000000000003,31.05,33.049999999999997,36.14,35.14,29.9,22.95,30.65,32.75,34.200000000000003,22.3,18.399999999999999,19.239999999999998,15.5,17.25,21.4,25.69,26.939999999999998,30.7,32.950000000000003,35.35,25.2,33.65,37.049999999999997,34.5,30.2,29.2,24.35,23.35,25.05,15.5,12.85,25.35,30.25,16,19.899999999999999,28,27.05,19.100000000000001,15.71,17.600000000000001,18.940000000000001,20.34,26.189999999999998,25.5,25.15,28.189999999999998,20.75,14.55,18.399999999999999,16.559999999999999,14.16,8.75,14.7,17.66,12.45,17.45,15.05,13.25,11.05,12.15,7.75,10.35,9.15,3.9000000000000004,6.65,20.75,21.240000000000002,12.55,10.4,11.85,8.6,5.0500000000000007,10.309999999999999,13.5,13.95,9.1,13.5,12.6,9.9,6.5500000000000007,9.1,7.6,9.06,9.1,10.809999999999999,11.5,8.3000000000000007,7.3000000000000007,2.1999999999999993,0,6.35,5.5500000000000007,0.94999999999999929,0,0.19999999999999929,3.8499999999999996,12.15,11.7,10.5,6.15,6.4,1.6999999999999993,5.9,8.1,3.3499999999999996,2.75,0,0,0,2.8000000000000007,2.0500000000000007,2.5,1.3999999999999986,0,0,3.3599999999999994,4.25,2.5,2.3599999999999994,4.3000000000000007,0.44999999999999929,0,0,0,0.64999999999999858,4.8000000000000007,3.4499999999999993,0,0,0,0.14999999999999858,1.4499999999999993,0,0,0,0,0,0,0,0,0,0,0,0,0.80000000000000071,3,1.75,0,0,0,2,2.4000000000000004,0,0,0,0,0,3.0500000000000007,2.6500000000000004,1.3999999999999986,2.0500000000000007,0,0,0,0.14999999999999858,1.5,2.0500000000000007,0,0,2.8599999999999994,3.9499999999999993,1.6999999999999993,0.71000000000000085,0,0,0,0,0,0,0.75,1.6499999999999986,0.30000000000000071,0,0,0,2.4499999999999993,4,2.3000000000000007,3.3499999999999996,1.25,2.0500000000000007,0.69999999999999929,0,0,0,0,0,0,0,0,2.8499999999999996,2.0999999999999996,0,0,0,0,0,0,0,3.25,3.1099999999999994,2.4499999999999993,0,0,1.9499999999999993,7.6999999999999993,8.35,9.1,7.1999999999999993,6.75,6.1099999999999994,7.6999999999999993,7.8100000000000005,2.6999999999999993,2.4499999999999993,9.6,5.65,4.6099999999999994,4.4499999999999993,3.0999999999999996,1.4499999999999993,0.85999999999999943,1.3999999999999986,4.1500000000000004,1.6099999999999994,0,0.96000000000000085,11.15,10.85,6.65,6.1999999999999993,8.75,10.4,11.35,12.35,12,4.75,0.14999999999999858,4.75,3.9000000000000004,4.6999999999999993,10.9,14.66,10.199999999999999,11.2,10.35,9.65,11.85,6,12.5,11.95,3.1500000000000004,9.4499999999999993,12.9,13.85,17.05,16.75,11.25,7.4499999999999993,12.65,13.05,17.3,16.5,13.95,10.7,6.65,14.95,19.75,19.600000000000001,19.05,20,22.45,26.65,24.65,24.44,25.9,20.7,8.9499999999999993,8,15.15,17.86,19.649999999999999,23.25,15.76,9.8000000000000007,20.149999999999999,22.55,18.75,20.6,18.399999999999999,17.5,21.2,18.5,16,19.649999999999999,19.649999999999999,19.600000000000001,17.649999999999999,15.55,14.85,14.3,16.399999999999999,19.75,23,23.25,19.649999999999999,17.899999999999999,16.649999999999999,10.35,15.1,14.45,11.6,17.75,22.4,24.15,26.8,22.84,21.95,20.7,18.75,28.35,29.1,31.8,30.64,29.85,29.85,22.25,25.35,35.299999999999997,33.950000000000003,27.6,23.9,19.79,14.75,21.75,25.85,25.75,22.25,21.85,20.7,24.5,26.689999999999998,28.75,27.9,20.85,25.45,25.7,23.9,31.7,29.85,23.15,31.15,26.85,19.850000000000001,24.25,28.85,26.9,23,31.75,32.450000000000003,31.85,43.2,42.25,36.200000000000003,31.05,38.79,38.799999999999997,28.9,30.45,38.1,32.89,30.8,33.6,37.700000000000003,35.450000000000003,27.65,30.05,27.4,22.75,34.549999999999997,34.340000000000003,21.9,17.95,20,18.75,15.66,17.96,16.71,15.05,17.649999999999999,14.3,17.3,19.5,20.9,14.7,18.2,23.55,23.45,20.350000000000001,17.11,16.600000000000001,22.7,25.45,21.55,16.46,16.600000000000001,15.55,11.25,11,16.8,17.809999999999999,12.65,12.8,16.3,9.4600000000000009,7.8100000000000005,13.41,10.65,4.5,9.5,9.75,7.5,4.4499999999999993,5.3599999999999994,9,5.6,10.559999999999999,14.7,18.600000000000001,16.8,14.26,12.5,11.25,8.6,8.4499999999999993,9.11,6,6.1,4,0.75,5.9499999999999993,2.5,0.44999999999999929,0,0,0,0,6.1999999999999993,12,10.65,5.8000000000000007,0.85999999999999943,0,0,6.75,9,5.9499999999999993,11.5,10.35,3.5,0,0,0,0,0,0,8.65,7.1999999999999993,5.4,4.1500000000000004,2.5,0,4.9000000000000004,2.9499999999999993,0.14999999999999858,0.75,0,0,0,0,0,0,0,0.60999999999999943,0,1.4499999999999993,1.6499999999999986,0,0,0,5.0000000000000711E-2,0,0,3,5.0500000000000007,0.60999999999999943,0,0.10999999999999943,1.8000000000000007,2.5,1.1999999999999993,0,0,0,1.75,0,0,0,0,0,0,0.75,1.6099999999999994,0,0,0,0,0,0.19999999999999929,0,0,0,0,0,0,0,0,0,0,0,0,0,1.8000000000000007,2.5500000000000007,0,0,0,0,0,1.0500000000000007,0.69999999999999929,0,0,0,0,0,0,0,0.75,1,5.0000000000000711E-2,0,0.89999999999999858,1.75,3,3.1500000000000004,0,0,0,0,0,0,0,0,0,0,0,0,1.1099999999999994,2.4499999999999993,4.8499999999999996,6.4499999999999993,4.0500000000000007,0.75,0,0,0,2.3499999999999996,5.65,4.9000000000000004,3.5500000000000007,2.1999999999999993,0.60999999999999943,0,1.8999999999999986,2.6500000000000004,0,0.69999999999999929,4.3000000000000007,8.4499999999999993,8.6999999999999993,10.15,6.25,4.6999999999999993,6.15,4.5,8.56,8.56,9.56,4.1500000000000004,0,3.9000000000000004,10.35,8.65,10.4,15,16.86,12.75,2.1999999999999993,2.9000000000000004,6.9499999999999993,11.9,6.0500000000000007,11.1,12.15,10.95,5.85,9.1999999999999993,13.8,13.85,9.35,10.1,4.4000000000000004,5.1099999999999994,1.1999999999999993,5,11.9,14.26,13.91,12.9,10.15,8.4,13,15.46,7.9499999999999993,7.5,10.5,3.5999999999999996,8.4,14.05,15.75,20.34,20.9,18.14,15.96,6.75,3.6999999999999993,16.2,20.9,17.649999999999999,13.85,14.95,14.85,17.25,17.55,16.649999999999999,19.25,15.85,11,12,11.3,13.36,11.35,7.0500000000000007,12.1,12.85,12.95,18.3,21.7,19.34,11,9.5,7.8000000000000007,8.65,11.559999999999999,16.86,15.5,20.04,17.3,16.899999999999999,18.3,20.2,18.7,21.95,30.35,28.55,22.3,19.649999999999999,18.190000000000001,12,18.2,27.35,23.95,26.89,23.25,18,17.95,20.350000000000001,28.25,27.8,27.939999999999998,25.8,26,26.65,24.85,16.55,14.85,18.899999999999999,18.5,23.55,18.75,11.2,15.75,18.39,10.199999999999999,17.45,20.54,17,15.66,14.85,19.25,25.3,30.8,27.75,35.25,35.5,26.5,19.5,25.75,29.1,17.25,11.309999999999999,16.5,20.100000000000001,19.09,17.600000000000001,19.55,25.25,18.75,9.0500000000000007,16.96,23.75,25.15,25.4,23,22.09,22.45,11.05,6.25,4.5999999999999996,8.85,15.5,12.45,12.059999999999999,9.81,10,8.31,11.05,15.9,19.850000000000001,18.39,18.2,13.61,12.6,14.2,16.309999999999999,15.71,9.65,11.65,16.100000000000001,12.7,4.8000000000000007,11.25,18.100000000000001,22.09,23.95,23.69,15.45,14.7,16.96,22.2,22.8,13.1,17.3,16.96,13.41,8.75,6.65,4,4.4000000000000004,8.9,9.31,8.2100000000000009,5.65,9.25,11.15,8.15,14.65,12,11.6,10.35,11.05,9.1999999999999993,10.199999999999999,10.199999999999999,8.75,5.75,4.5,6.4,8.6,9.5500000000000007,8.36,2.75,1.1499999999999986,2.5,10.25,13.41,8.8000000000000007,5.1999999999999993,6.6999999999999993,6.9499999999999993,5.0999999999999996,2.3000000000000007,2.9000000000000004,1.3999999999999986,0.75,0,0,0,0,0,0,0,0,0,0,0,0,0,4,6.9,6,2.9000000000000004,0,1.0500000000000007,3.4499999999999993,2.1500000000000004,0.80000000000000071,0,0,0,0,0,0.44999999999999929,0,0.46000000000000085,0,0,0,0,0,1,1.9499999999999993,1.3000000000000007,0.44999999999999929,0.10999999999999943,0,0,0,0,0,0,0,0,0,0,0,0,0,5.0000000000000711E-2,0,0,0,0,0,0,0,0,0,0,0,0,0,0,0,0,0,0,0,0,0,0,0,0,0,0,0,0,0,0,0,0,0,0,0,0.55000000000000071,0,0,0,0,0,0,0,0,0,0.35999999999999943,1.25,1.9499999999999993,1.1499999999999986,0,0,0,0,0,0,2.9499999999999993,3.1999999999999993,0.30000000000000071,1.6099999999999994,3.5,1.6099999999999994,0,0,0,0,0.39999999999999858,0,1.1999999999999993,5.9499999999999993,6.5500000000000007,4.9000000000000004,3.6999999999999993,3.6099999999999994,2.9000000000000004,3.5500000000000007,4.0500000000000007,3.25,4.3000000000000007,3,2.5999999999999996,0,1.9499999999999993,6.85,10.1,11.35,9.1,3.9000000000000004,9.85,10.9,7.5500000000000007,0,0,1.2100000000000009,3.9499999999999993,5.9499999999999993,11,12.55,9,9.85,14.85,17.91,16,14.45,4.1999999999999993,14.25,14.85,7.25,2.0500000000000007,8.4,12.7,8.1999999999999993,10.6,9.6999999999999993,9.56,14.05,12.059999999999999,14.3,16.559999999999999,10.4,11.55,11.7,12.1,13.2,5.1099999999999994,9.75,17.7,17.55,18.55,21.6,14.95,13.5,14.85,14,12.75,9.85,9.15,14.45,14.55,15.25,16.21,16.91,17.75,16.8,19.95,23.25,24.1,22.25,17.95,23.6,27.4,31.05,28.85,20.95,28.7,32.65,27.04,20.25,16.96,17.100000000000001,15.6,18.5,14.41,16.649999999999999,18.850000000000001,17.95,20.25,17.350000000000001]
["Toronto Hydro Electric System (Toronto)","Toronto ",30.65,35.6,34.5,22.8,19.350000000000001,26.8,38.75,31.3,29.1,20.7,13.8,16.649999999999999,14,16.2,20.6,21.15,18.75,23.6,23.75,28,37.04,36.25,34.75,32.15,28.2,29.5,29.1,34.39,32.299999999999997,25.6,20.04,19.55,22.1,27.15,28.189999999999998,28.55,30.4,31.25,32.1,30.2,28.1,31.6,32.25,26.8,21.8,26.939999999999998,29.7,28.25,20.95,18.39,18.39,16.2,18.09,21.75,26.3,27.4,30.9,31.3,31.95,24.95,31.75,33.85,31.3,28.3,26,23.65,20.95,23.25,14.65,12.15,24.35,30.05,16.649999999999999,19.940000000000001,29.45,28,21.3,15.4,17.95,18.190000000000001,20,25.55,25.44,22.69,26.25,21.14,12.25,16.399999999999999,15.56,12.85,13.55,15.1,17.25,13.95,17.25,14.45,13.36,11.3,12.5,6.65,9.7100000000000009,8.81,4.0500000000000007,6.4,19.95,19.45,14.25,11.9,12.55,10.55,5.4499999999999993,8.65,12.85,12,11.25,11.15,10.809999999999999,10.25,10.7,11.65,7.3000000000000007,8.36,8.06,8.65,9.2100000000000009,7.6999999999999993,9.31,3.6999999999999993,2.5,4.1099999999999994,2.9499999999999993,0.89999999999999858,1.5,3.25,3,9.4,10.050000000000001,8.4499999999999993,3.3499999999999996,3.9499999999999993,2.3499999999999996,2.4499999999999993,4.3499999999999996,0.55000000000000071,0,0,0,3.5500000000000007,2.4000000000000004,0,1.5,1.1499999999999986,0,0,0.71000000000000085,3.5,0.75,0,1.3599999999999994,0,0,0,0,0.14999999999999858,2.75,2.5999999999999996,0,0,0,0,1.4499999999999993,0,0,0,0,0,0,0,0,0,0,0,0,0.25,0,0,0,0,0,0,1.3000000000000007,0,0,0,0,0,0.75,0.35999999999999943,0,0,0,0,0,0,0,0,0,0,0.75,0.85999999999999943,0,0,0,0,0,0,0,0,0,0,0,0,0,0,0.25,3.0500000000000007,0.39999999999999858,1.5500000000000007,0,1.8000000000000007,0.5,0,0,0,0,0,0,0,0,0.60999999999999943,0.80000000000000071,0,0,0,0,0,0,0,0.44999999999999929,1.0500000000000007,0.69999999999999929,0,0,0.96000000000000085,6.4499999999999993,7.25,7.3000000000000007,4.1999999999999993,3.8000000000000007,3.8000000000000007,8.15,8.75,0.85999999999999943,1.1099999999999994,6.65,3.25,1.6999999999999993,2,0.89999999999999858,0,0,0,0.89999999999999858,2.8000000000000007,1.0500000000000007,0,8.65,9.56,4.6999999999999993,3.8499999999999996,8.15,9.15,9.35,9.4499999999999993,10.75,7.9,0,2.1500000000000004,2.0500000000000007,3.6999999999999993,9.9600000000000009,11.95,9.1999999999999993,9.5,9.75,7.1,8.5500000000000007,6,10,11.559999999999999,3.1099999999999994,9.4,11.85,14.05,17,15.41,10.5,6.9,10.7,11.2,16.95,15.55,13.91,11.7,9.4,14.2,19.350000000000001,19.04,19.399999999999999,19.2,20.84,25,23.55,23,23.2,17.2,11.35,7,16.350000000000001,17.350000000000001,19.100000000000001,22.8,15.91,9.1,19.850000000000001,22.4,17.649999999999999,20.59,18.39,16.5,21.84,17.41,15.65,19.850000000000001,22.09,18.350000000000001,16.8,15.55,15.16,15.05,15.95,20.25,20.8,21,18.64,17.25,14.85,10.1,13.85,13.95,11.65,16.46,20.59,23.25,25.75,23,21.55,20.149999999999999,18.8,28.1,28.95,31.85,31.14,28.15,30.9,23.5,26.85,34.35,28.3,26.3,26.75,23.7,15.05,22.5,27.65,26.35,22.25,20.399999999999999,20.8,25.8,28.7,27.35,25.25,21.55,27.3,28.35,26.5,31.95,28.8,23.6,30.3,26.939999999999998,23.4,28.7,29.85,25.65,23.75,28.85,34.35,31.75,40.299999999999997,36.89,30.55,29.6,36.35,36.6,29.25,28,36.39,32.5,30.2,31.95,33.4,29.75,25.75,25.15,24.19,23.25,31.2,30.1,21.75,19.600000000000001,17.010000000000002,16.21,14.35,17.45,16.010000000000002,14.5,15,12.05,17.55,19.600000000000001,21,14.7,17.75,24.05,24.95,22.35,17.059999999999999,15.56,21.8,24.1,19.7,15.4,16.45,16.46,8.06,9.81,16.399999999999999,18.440000000000001,13.41,13.61,15.35,13,7.6999999999999993,11.05,8.1,2.9000000000000004,7.5500000000000007,8.15,9.4499999999999993,2.9000000000000004,5.8000000000000007,9.9,7.1,10.809999999999999,14.05,17.05,15.4,13.61,10.9,9.81,6.25,5.5,5.75,3.5500000000000007,2.8499999999999996,0.85999999999999943,0.64999999999999858,6.4499999999999993,3.5,1.3000000000000007,0,0,0,1.75,5.9,8.6999999999999993,7.6099999999999994,6.0500000000000007,0,0,0,5.85,8.06,4.1099999999999994,7.85,6.0500000000000007,0,0,0,0,0,0,0,8.81,6.25,4.6500000000000004,3.9000000000000004,1.3999999999999986,0,4.1999999999999993,3.1999999999999993,0,0,0,0,1.6099999999999994,0,0.35999999999999943,0,0,0.14999999999999858,0,0.80000000000000071,0.75,0,0,0,0,0,0,2.4000000000000004,3.8499999999999996,0,0.60999999999999943,0,0.5,1.3000000000000007,0,0,0,0,0.89999999999999858,0,0,0,0,0,0,0.94999999999999929,0.44999999999999929,0,0,0,0,0,0,0,0,0,0,0,0,0,0,0,0,0,0,0,0,0,0,0,0,0,0,0,0,0,0,0,0,0,0,0,0,5.0000000000000711E-2,0,0,0.46000000000000085,0.89999999999999858,2,1.1099999999999994,0,0,0,0,0,0,0,0,0,0,0,0,0,0,3.9499999999999993,5.6999999999999993,1.4600000000000009,0,0,0,0,0,3.9000000000000004,2.8000000000000007,2.0999999999999996,0,0,0.94999999999999929,2.9499999999999993,1.8999999999999986,0,0,5.65,8.35,9.36,9.06,6.1999999999999993,5.65,4.5999999999999996,2.6999999999999993,6.75,6.6999999999999993,8.1,1.1099999999999994,0.10999999999999943,3.4499999999999993,8.9499999999999993,6.5500000000000007,10.6,16.05,16.25,11,3.25,6.9499999999999993,7.4499999999999993,13.059999999999999,6.5,9.6999999999999993,11.95,11.35,6.1999999999999993,7.85,12.6,12.35,7.9499999999999993,8.9,3.0500000000000007,6.1,2.8000000000000007,4.8499999999999996,10.95,12.5,12.55,13.16,8.15,8.35,12.45,14.6,9.6,10.9,12.55,6.65,8.1999999999999993,14.16,14.45,19.04,20.25,15.5,15.45,7.9,10.25,19.05,18.7,16.649999999999999,13.55,13.95,13.95,13.55,15.2,17.010000000000002,16.100000000000001,13.8,10.559999999999999,9.9499999999999993,9.4499999999999993,13.25,11.6,8.65,12.9,14.55,12.1,18.190000000000001,20.399999999999999,17.21,11.6,8.85,9.15,7.75,12.85,16.8,17.100000000000001,21.25,15.85,15.71,17.600000000000001,20.25,20,23,31.3,26.9,20.2,18.440000000000001,18.75,12.309999999999999,17.86,26.189999999999998,23.8,26.75,23.3,17.399999999999999,18.45,23.25,27.8,27.189999999999998,24,24.9,25.3,25.44,23.9,16.649999999999999,14.5,19.100000000000001,18.09,23.5,19.25,12.35,13.9,18,9.15,16.899999999999999,18.2,16.91,16.21,16.3,18.850000000000001,24.65,31.14,28,39.15,35.35,24.2,19.05,24.15,27.689999999999998,15.8,10.45,16.149999999999999,20.3,18.95,17.55,20.55,24.94,18.79,10.15,16.71,27.15,25.75,24.8,21,20.95,20.740000000000002,11.85,10.7,5.5,9.9,12.7,10.15,11.85,11.75,10.4,8.65,11.15,16.75,19.75,19.649999999999999,17.899999999999999,16.899999999999999,16.21,18.95,18.350000000000001,16.96,12.95,12.45,14.9,13.8,5.6999999999999993,10.309999999999999,17.510000000000002,22.2,22.65,22.05,16.100000000000001,14.91,17.96,21.75,21.4,12.4,15.3,16.510000000000002,14.55,10.8,7.0500000000000007,5.5500000000000007,1.6999999999999993,7.0500000000000007,9.1999999999999993,8.1,5.9499999999999993,10.65,11.85,11.9,14.05,12.3,13.41,10.25,9.81,9.4,8.56,9.11,7.15,6.1999999999999993,3.3499999999999996,6.15,8.31,9.31,8.35,6.85,4.3000000000000007,1.5,9.9,13.16,8.6999999999999993,7.6999999999999993,7.8100000000000005,3.5500000000000007,2.8499999999999996,0.46000000000000085,0.44999999999999929,0,0,0,0,0,0,0,0,0,1.8000000000000007,0,0,0,0,0,2.6999999999999993,7.15,3.75,2.3000000000000007,0,1.1099999999999994,2.4000000000000004,3.0500000000000007,0.10999999999999943,0,0,0,0,0,0,0,0,0,0,0,0,0,0,0,0,0,0,0,0,0,0,0,0,0,0,0,0,0,0,0,0,0,0,0,0,0,0,0,0,0,0,0,0,0,0,0,0,0,0,0,0,0,0,0,0,0,0,0,0,0,0,0,0,0,0,0,0,0,0,0,0,0,0,0,0,0,0,0,0,0,0,0,0,0,0,0,0,0,0,0.80000000000000071,2.6099999999999994,0.69999999999999929,0,0,0,0,0,0,1.6499999999999986,4.1999999999999993,5.15,3.1999999999999993,2.5500000000000007,0.60999999999999943,2.8000000000000007,1.8599999999999994,3.5999999999999996,1.75,2,0.71000000000000085,0.89999999999999858,0,0.55000000000000071,5.0999999999999996,9.4,10.15,8.06,1.7100000000000009,5.9499999999999993,8.56,4.8599999999999994,0,0,0,2.3499999999999996,4.75,9.9499999999999993,11.9,8.9499999999999993,10.45,12.25,15.45,15,12.6,2.9000000000000004,11.65,13.5,6.1999999999999993,2.9499999999999993,7.8100000000000005,10.199999999999999,6.4499999999999993,9.06,9.81,7.0500000000000007,12.2,9.35,11.85,14.55,11.35,9.4499999999999993,10.8,10.45,11.309999999999999,7.1999999999999993,10.7,18.149999999999999,18.440000000000001,19.09,19.04,15.5,12.6,13.66,13.66,12.6,7.6999999999999993,9.1,12.1,14.2,14.95,16.46,14.95,15.85,16.91,20.2,22.05,22.25,21.65,18.149999999999999,21.95,25.85,28.4,26.5,21.3,25.45,28.25,22.89,22.34,16.71,18,15.9,18.14,14.95,16.2,19.55,17.86,19.850000000000001,17.899999999999999]
["Veridian (Ajax, Beaverton, Belleville, Bowmanville, Cannington, Gravenhurst, Newcastle, Orono, Pickering, Port Hope, Port Perry, Sunderland and Uxbridge)","Pickering",31.4,36.799999999999997,35.200000000000003,22.25,19.14,23.35,34.75,29.5,30.8,20.85,13.91,16.75,15.96,15.85,20.54,21.7,21.05,22.75,23.15,28.6,37.89,38.049999999999997,36.1,33.299999999999997,28.2,31.35,29.1,33.200000000000003,31.5,26.25,21.45,21.05,21.85,31.14,31.15,28.15,32.549999999999997,32.14,32.35,32.549999999999997,33.049999999999997,33.950000000000003,33,28.4,21.65,27.25,31.5,30.45,22.14,19.14,22.09,15.9,17.149999999999999,21.15,26.6,27.89,30.1,31.15,32.950000000000003,24.85,28.5,36.14,34.75,28.7,27.3,24.65,21.5,25.75,19.350000000000001,14.55,23.95,30.3,17,19.7,29.75,28.6,21.3,16,16.8,17.95,19.75,26.8,27,24.45,26.55,23.05,13.55,16.25,14.6,13.75,13.85,14.8,17.399999999999999,14.05,18.05,16.760000000000002,12.91,13.66,13.7,9.8000000000000007,12.45,12.15,6.5,7.5,19.440000000000001,20.440000000000001,15.16,13,13.3,12.65,6.6999999999999993,9.1,13.7,13.35,10,12.059999999999999,11.65,10.85,9.9499999999999993,11.75,8.65,9.75,9.56,9.5,8.9499999999999993,7.6999999999999993,9.1,2.4499999999999993,1.5,3.75,5.35,2.9499999999999993,1.8000000000000007,0.69999999999999929,2.5500000000000007,10.8,11.6,10.65,6.65,3.9000000000000004,2.5500000000000007,1,4.0500000000000007,1,0,0,0,3.8599999999999994,3.5999999999999996,1.6499999999999986,3.3499999999999996,2.9499999999999993,0.44999999999999929,1.5500000000000007,3,5.65,2.1500000000000004,2.1999999999999993,2.4499999999999993,0,0,0,0,1.2100000000000009,3.1999999999999993,4.0999999999999996,0.80000000000000071,0.39999999999999858,0,0,1.8999999999999986,1.75,1,0,0,0,0,0,0,0,0,0,0,0,0.89999999999999858,0,0,0,0,1.8000000000000007,3.1500000000000004,1.3000000000000007,0,0,0,0,1.1099999999999994,2.5,0.85999999999999943,0,0,0,0,0,0.75,1,0,0,1.0500000000000007,0.80000000000000071,0.85999999999999943,0.55000000000000071,0,0,0,0,0,0,0,0,0,0,0,0,0.14999999999999858,4.5500000000000007,1.4499999999999993,3.75,0.60999999999999943,3,2.5500000000000007,0,0,0,0,0,0,0,0.21000000000000085,1.5500000000000007,2.3000000000000007,0,0,0,0,0,0,0,2.0999999999999996,2.8599999999999994,2.3499999999999996,0,0,1.8599999999999994,6.5500000000000007,8.4499999999999993,8.9499999999999993,5.9499999999999993,5.75,6.1999999999999993,7.8100000000000005,9.35,2.75,0.89999999999999858,7.5,4.8000000000000007,3.1500000000000004,2.75,2.6500000000000004,0.19999999999999929,0.89999999999999858,0.5,2.1500000000000004,4.4499999999999993,2.0500000000000007,0.75,8.15,11,4.5,4.5500000000000007,8.1,10.5,10.7,11,12.6,6.8000000000000007,0,2.6999999999999993,3.1999999999999993,4.3000000000000007,10.15,13.25,11.3,9.56,8.75,7.8100000000000005,8.11,7.1999999999999993,11,13.25,5.1999999999999993,9.15,13.95,14.35,16.3,16.25,11.8,7.9,11.8,12.75,17.21,16.7,13.66,11.9,8.5,12.05,19.05,20.55,20.09,18.600000000000001,20.149999999999999,24,23,23.15,24.85,18.34,12.91,7.9,15.4,18.8,20.25,22.55,17.559999999999999,10,20.399999999999999,22.8,17.010000000000002,21.2,19.399999999999999,16.91,22.8,20.2,15.7,20.5,24.44,21.85,17.75,16.55,16.3,15.2,16.100000000000001,20.59,22.15,22.65,19.54,18.149999999999999,14.95,10.65,13.5,16.350000000000001,13.25,15.71,21.75,25.35,25.95,22.55,23.9,21.45,18.25,28,28.3,33.14,32.1,26.65,29.89,24.3,27.15,34.85,27.939999999999998,27.1,28.05,25.65,15.25,23.44,28.85,27.89,24.1,21.75,21.25,26.15,29.7,26.939999999999998,25.55,23.5,28.5,31.9,27.35,35.35,30.89,24.05,33.85,25.45,25.15,29.7,29.89,28.7,27.189999999999998,29.64,34.950000000000003,31.5,41.29,37.299999999999997,32.049999999999997,31.1,36.450000000000003,36.25,28.75,30.05,36.950000000000003,34.25,32.85,34.75,35.1,33.1,28.95,27.939999999999998,27.939999999999998,23.4,33.799999999999997,33.450000000000003,24.25,22.59,19,19.399999999999999,15.9,18.75,18.149999999999999,15.71,17.309999999999999,16.399999999999999,17.96,22.39,22.65,15.91,18.25,24.9,26.189999999999998,22.84,18.64,16.100000000000001,21.5,24.2,22,15.3,18.190000000000001,18,11.35,13.05,16.100000000000001,19,14.3,14.25,15.5,13.36,8.3000000000000007,14.05,11.65,8.8000000000000007,10.5,9.9,8.35,6.15,7.9,10.35,9,12.85,14.75,17.399999999999999,15.5,14.3,10,8.6,5.8000000000000007,5.35,6.9499999999999993,5.4,3.3000000000000007,3.25,4.5,7.15,4.9000000000000004,3.6999999999999993,0.10999999999999943,0,0,1.1499999999999986,5.3000000000000007,7.5,7.15,6.8599999999999994,0.64999999999999858,1.1499999999999986,0,7.3000000000000007,8.65,6,11.1,10.5,4.0500000000000007,0,0,0,0,0.35999999999999943,0,8.6,6.8000000000000007,7.25,5.4,2.1099999999999994,0.89999999999999858,6.6999999999999993,4.9000000000000004,0,0.60999999999999943,2.0500000000000007,0.85999999999999943,1.6499999999999986,0.85999999999999943,0.75,0,0,0.60999999999999943,0,3.6500000000000004,2.6500000000000004,0,0,0,0,1.1999999999999993,0.10999999999999943,2,3.25,0.21000000000000085,2.0999999999999996,5.0000000000000711E-2,1.3000000000000007,1,1.3999999999999986,0,0,0,1,0.35999999999999943,0,0,0,0,0,1.0500000000000007,1.5,2.0500000000000007,0,0,0,0,0,0.35999999999999943,0,0,0,0,0,0,0,0,0,0,0,0,0.5,1.1999999999999993,0,0.5,0,0,0,0.14999999999999858,0.25,0,0,0,0,0,0,0,0.69999999999999929,1.6099999999999994,0.35999999999999943,0,0.55000000000000071,0.85999999999999943,3.1099999999999994,3,0.69999999999999929,0,0,0,0,0,0,0,0,0,0,0,0.85999999999999943,0.69999999999999929,5.1999999999999993,6.3000000000000007,3.1099999999999994,1.1499999999999986,0,0,0,1.4499999999999993,5.0999999999999996,4.1999999999999993,3.25,2,0.55000000000000071,2,2.9499999999999993,2.3000000000000007,0,0.85999999999999943,5.85,8.06,10.1,9,7.0500000000000007,5.75,6.4,5.0999999999999996,8.56,9,10.75,5.15,0.39999999999999858,4.0999999999999996,10.5,9.6,10.95,16.21,16.600000000000001,13.35,6.15,7.9499999999999993,8.56,14.8,7.6999999999999993,10.6,13.95,12.95,6.5500000000000007,7.75,14.65,14.85,7.1999999999999993,10.5,7.6,6.1999999999999993,4.9000000000000004,4.9000000000000004,12.2,14.11,14.85,14.11,11.8,10.25,12.45,16.75,13.41,12.4,12.85,7.8100000000000005,7.5500000000000007,15.91,15.4,18.55,21.2,17.559999999999999,17.149999999999999,10.3,10.65,20.84,20.25,17.809999999999999,13.85,15.75,16.399999999999999,12.559999999999999,16.8,17.850000000000001,18.3,13.8,12.1,11.1,10.25,14.5,12.1,7.4499999999999993,12.25,14.95,11.45,17.7,20.350000000000001,17.25,12,10.25,9.9,9.75,15,18.8,17.96,23,19.25,16.100000000000001,17.809999999999999,19.600000000000001,19.79,23.8,32.049999999999997,28.39,22.85,20.95,19.239999999999998,13.45,17.3,25.6,22.9,28.05,22.25,18.989999999999998,18.649999999999999,23.3,29.8,27.89,23,26.25,25.4,27.25,25.3,17.899999999999999,14.4,18.5,17.809999999999999,22.89,19.850000000000001,15.5,13.5,16.399999999999999,11.7,17.11,20.399999999999999,17.25,18.64,18.5,20.350000000000001,24.8,32,28.35,39.700000000000003,37,25.2,19.350000000000001,26.7,32.299999999999997,19.14,10.65,15.71,21,20.54,17.5,21.5,26.189999999999998,20.7,12.75,18.100000000000001,27.439999999999998,27.55,29.2,21.3,21.45,22.05,12.8,11.2,9.85,11.25,15.35,14.55,13.35,12.25,10.75,13.1,14.7,17.36,21.3,20.190000000000001,19.55,19.75,16.45,19.54,21.4,19.55,13.5,13.2,16.71,16.260000000000002,8.56,14.15,17.149999999999999,22.35,22.09,23.09,17.5,14.9,18.8,21.15,22.4,12.809999999999999,16.559999999999999,17.8,16,9.65,9.5,7.9499999999999993,5.5500000000000007,7.3000000000000007,10.45,6.9499999999999993,6.35,10.6,13,12.55,14.4,13.75,14.51,11.7,11.45,9.35,10.050000000000001,11.05,9.4499999999999993,6.4,4.5,6.5,9.25,10.95,8.6999999999999993,7.9,4.4499999999999993,2.5500000000000007,10,13.11,10.3,8.5,10.199999999999999,5.1999999999999993,4.8499999999999996,2.0500000000000007,0.55000000000000071,0.75,0,0,0,0,0,0,0,0,3.4499999999999993,0,0,0,0,0,2.5,7.4,6.3599999999999994,4.9000000000000004,0,2.0999999999999996,3.8599999999999994,5,1.75,0,0,0,0,0,0,0,2,0,0,0,0,0,0,0,1.8000000000000007,0,0,0,0,0,0,0,0,0,0,0,0,0,0,0.64999999999999858,0,0,0,0,0,0,0,0,0,0,0,0,0,0,0,0,0,0,0,0,0,0,0,0,0,0,0,0,0,0,0,0,0,0,0,0,1.3999999999999986,0,0,0,0,0,0,0,0,0,0,0.64999999999999858,2.25,1.6999999999999993,0,0,0,0,0,0,2.5500000000000007,2.9000000000000004,0,2,4.6999999999999993,2.9499999999999993,0,0,0,0,0.25,0,3.1999999999999993,5.4,8,3.75,5.5,0.85999999999999943,3.25,1.3599999999999994,1.75,1.8000000000000007,1.5,1.5500000000000007,2.9499999999999993,0.55000000000000071,1,1,10.4,12.05,9.65,5.3599999999999994,2.5,11.55,7.6999999999999993,0.75,1,0,3.9000000000000004,5.35,9.86,11.5,10.7,10.5,12.5,16.75,15.65,14.36,4.0500000000000007,13.7,15.46,10.1,3,8.5,10.75,9.4,11.9,11.3,9.75,10.5,12.25,12.65,15.25,11.5,9.5,12.95,12.4,13.15,7.5,10.7,18,18.899999999999999,19.5,20.25,16.75,13.5,12,14.55,13.05,11.7,11,12,14.15,17.399999999999999,20,15.55,16.95,15,17.5,22,26.04,24.65,17.850000000000001,21.45,24.94,30,26.25,20.9,24.4,30.45,25.55,23.4,18.149999999999999,19.690000000000001,15.85,20.25,17.309999999999999,15.6,19.350000000000001,18,18.5,17.5]
["Wasaga Distribution Inc. (Wasaga Beach)","Collingwood",31.05,37.29,34.799999999999997,22.95,20.100000000000001,26.1,34.299999999999997,29,25.35,21.1,14,16.149999999999999,13.4,16.3,20.54,23.65,18.75,22.2,22.25,30.4,36.950000000000003,38.6,36.14,33.64,29.25,30.9,29.1,31.85,30.39,25.45,23.45,24.15,22.75,27.25,24.7,27.189999999999998,28.1,28.25,27.05,28.6,28.6,33.049999999999997,30.8,26.4,23,28.189999999999998,31.8,31.85,20.64,18,16.55,15.75,19.149999999999999,22.8,27.55,28.35,31.35,32.6,35.049999999999997,26.15,32.549999999999997,34.200000000000003,30,31.14,31.45,21.15,20.440000000000001,22.6,14.1,14.41,25.15,29.25,16.600000000000001,22.45,33,30.5,20.85,16.91,18.2,19.649999999999999,21.15,29.2,25.65,23.75,29.65,20.65,13.4,17.75,19.45,17.86,13.45,17.149999999999999,17.559999999999999,14.2,17.75,14.2,13.41,12.35,13.9,7.5500000000000007,11,12.45,6.3599999999999994,7.6999999999999993,20.75,21.95,14.55,11.8,15.5,8.5,4.9499999999999993,12,14.25,14.8,11.5,15.05,13.3,12.4,9.6999999999999993,10.25,7.8100000000000005,9.9499999999999993,11,10.75,13.15,12.559999999999999,9.5,3,0,4.4499999999999993,4.0500000000000007,1.3999999999999986,0,7.65,4.25,11.2,11.35,8.1999999999999993,6.5500000000000007,5,3.3000000000000007,6,4.25,3.8000000000000007,2.4000000000000004,0,1.8000000000000007,6.4499999999999993,6.0500000000000007,4.5500000000000007,2.75,0,0,0,2.3499999999999996,5.9499999999999993,5.4,4.0999999999999996,3.3000000000000007,2.1099999999999994,2.8000000000000007,0,0,2.6500000000000004,7.65,2,0,0,2.9499999999999993,3.6999999999999993,5.3000000000000007,1.75,1.5,0,0,2.3000000000000007,1.1099999999999994,0.64999999999999858,0,0,0,0,0,3.75,1.8599999999999994,0,0,0,0,3.0999999999999996,3.5,2.6500000000000004,0,0,0.14999999999999858,0,3.25,1.6999999999999993,0.89999999999999858,0,0,0,0,0,1.5500000000000007,0,0,0,1.6999999999999993,2.1999999999999993,2,1.6999999999999993,0,0,0,0,0,0,0.80000000000000071,1.1099999999999994,0,0,0,0,2.6500000000000004,5.35,1.4499999999999993,1.3999999999999986,3.4499999999999993,2.9000000000000004,0,0,0,0,0,0,0,0,1.1099999999999994,3.4499999999999993,0.75,0,0,0,0,0,0,0,1.3999999999999986,2.4499999999999993,0.75,0,0,0.94999999999999929,6.85,8,5.25,5.0999999999999996,5.8000000000000007,3.0500000000000007,9.9,9,1.1099999999999994,2.6999999999999993,7.25,1.8999999999999986,1.5500000000000007,1.75,3.4499999999999993,3.25,2.1099999999999994,2.1999999999999993,1.1499999999999986,2.4499999999999993,0.75,0.25,8.65,9.65,5.35,4.5,8.75,9.1999999999999993,9.65,10.199999999999999,9.1999999999999993,5.8000000000000007,0,3.4000000000000004,5.15,3.8000000000000007,10.199999999999999,12.85,9.5,9.9,11.6,11.25,11.6,4.9499999999999993,9.81,11.3,3.4000000000000004,9.85,12.7,13.85,16.2,13.85,8.9,7.65,12.2,12.8,16.86,15.45,15.15,13.6,6.5500000000000007,14.05,16.05,19.04,17.95,18.350000000000001,19.600000000000001,23.5,23.09,22.05,22.45,16.91,9.9499999999999993,7.65,15.95,18.3,20.95,24.15,17.399999999999999,10.45,20.95,24.9,17.71,20.75,20.2,16.95,22.09,19.3,17.3,21.45,20.2,17.61,16,15.85,15.75,15.71,17.16,20.29,21.25,21.35,18.7,20.04,16.149999999999999,11.3,13.95,13.95,11.309999999999999,17,21.75,25.5,26.14,22.59,25.15,23.6,21.95,28.39,27.55,32.200000000000003,28.6,27.65,28.3,24.4,26.95,35.29,31.2,22.59,28.05,26.05,15.8,23.85,31.39,31.3,25.4,19.14,20.7,29.1,32.75,29.85,27.939999999999998,22.3,26.5,26.939999999999998,28.189999999999998,31.3,26,24.1,30.25,24.75,24.5,29.3,29.65,27.35,25,29.7,33.549999999999997,32.5,40.9,40.1,31.35,29.75,36.25,36.200000000000003,29.35,30.9,36.1,30.05,30.35,34.5,31.55,26.55,27.1,26.1,25.2,25.85,33.200000000000003,28.85,20.65,19.100000000000001,15.8,11.6,14.7,20.350000000000001,15.66,14.9,17.399999999999999,13.75,18.59,22,22.55,16.399999999999999,19.850000000000001,26.39,29.25,25,17.45,16,23.6,25.6,18.25,15.75,19.55,18.600000000000001,8.5,11.95,18.09,19.8,16.45,13.559999999999999,16.600000000000001,10.65,7.5500000000000007,12.6,9.1999999999999993,4.1500000000000004,9.9499999999999993,12.5,6.9499999999999993,10.1,9.6,9.65,5.6999999999999993,11.25,15.46,17.91,17.8,17.21,12.85,12.4,10.4,10.25,9.85,8.5,7.5,2.3000000000000007,2.6999999999999993,9.31,8.5,5.25,0,2.75,7.3599999999999994,0.35999999999999943,6.3599999999999994,11.15,11.35,6.5,7.65,0.64999999999999858,0,8.56,11.25,5.65,12.95,6.0500000000000007,0,0,0,0,2,0,1.6499999999999986,10.559999999999999,9.4,7.85,1.8999999999999986,2.1999999999999993,1.75,7.1,1.8000000000000007,1.1099999999999994,1.8000000000000007,0,2.4499999999999993,4.8000000000000007,2.6999999999999993,0.80000000000000071,0.64999999999999858,2.4499999999999993,1.25,0.25,5.6,1.1499999999999986,0.69999999999999929,0,0,2.6500000000000004,2.1999999999999993,1.6099999999999994,2.25,3.6999999999999993,0,0.21000000000000085,2.0500000000000007,4,3.25,1.1499999999999986,0.35999999999999943,0,0,1.5500000000000007,1.1099999999999994,0.10999999999999943,0,0,0,0,3.6099999999999994,0.35999999999999943,0,0,0,0,0,0,0.19999999999999929,0,0,0,0,0,0,0,0,0,0,0,0,1.0500000000000007,1.3599999999999994,5.0000000000000711E-2,0,0,0,0,0.55000000000000071,0,0,0,0,0,0,0,0,1.1999999999999993,0.19999999999999929,0,0,2.3000000000000007,2.1500000000000004,1.8000000000000007,1.1499999999999986,0.69999999999999929,0,0,0,0,0,0,0,0,0,0,0,0,0.35999999999999943,2.5999999999999996,3.6500000000000004,0.55000000000000071,0,0,0,0,0,4.1099999999999994,2.6500000000000004,4.5500000000000007,1.8000000000000007,0.46000000000000085,5.0000000000000711E-2,1.1999999999999993,0,0,0.55000000000000071,5.9499999999999993,7.4499999999999993,8.11,8.9499999999999993,6.9499999999999993,7.0500000000000007,4.9000000000000004,7,8.6,6.0500000000000007,8.9499999999999993,0,0,4.1500000000000004,8.85,4.8499999999999996,11.1,15.8,17.41,10.65,4.1999999999999993,4.1999999999999993,6.6099999999999994,11.9,6.65,9.9,11.55,11.1,8.31,9.35,14.55,12.7,7.9499999999999993,5.25,5.3000000000000007,2.0999999999999996,0,4.75,10.35,10.8,12.1,12.65,9.75,10.050000000000001,13.4,14.2,10.8,11.9,12.3,7.9,7.5,13.2,15.75,19.3,19.3,16.149999999999999,15.1,5.9499999999999993,10.3,17.91,17.649999999999999,17.95,15.05,14.5,14.75,13.6,14.7,13.35,15.71,13.55,10.199999999999999,9.81,8.9,13,10.35,7.3000000000000007,13.16,15.7,13.86,17.91,20.5,16,12.6,10.4,6.85,6.9,13.9,17.25,18.149999999999999,23.35,19,16.350000000000001,16.649999999999999,19.25,18.8,22.5,31.65,28.65,19.399999999999999,16.7,18.649999999999999,13.91,19.04,26.1,24,25.94,23.6,19.2,18.7,24.69,29.65,18,18,18,22.65,27.4,21.6,16.86,15.85,20.100000000000001,18.5,24.35,19.04,10.45,15.4,17,11.65,18.5,19.3,17.46,15.9,16.46,21.4,25.19,29.75,28.7,39.15,38.14,28.189999999999998,20.350000000000001,23.65,27.29,18.29,12.65,18.05,24.3,21.9,20,21.9,25.1,17.46,10.5,19.79,27.05,26.939999999999998,27.05,22.8,22.35,21.75,11.65,9.1,5.5500000000000007,12.55,18,11.5,13.45,10.25,14.8,11.7,13.5,17.350000000000001,21.15,20.8,18.25,16.899999999999999,17.05,19.399999999999999,20.05,18.75,11.15,13.91,18.05,11.35,7.15,11.8,18.25,22.4,22.45,23.15,18.7,17.809999999999999,21.09,23,21.55,11.45,17.8,17.510000000000002,16.059999999999999,9.7100000000000009,6.5,9.65,6.9499999999999993,13.05,8.8000000000000007,4.1500000000000004,9,15,12.5,14.05,14.1,14.9,13.809999999999999,12.7,11.25,11.65,10.85,9.6999999999999993,5.4,9.56,6.35,5.35,12.85,12.1,11.3,6.15,1.5500000000000007,5.0999999999999996,11.5,14.4,12,11.3,10.7,7.0500000000000007,6.9,4.1999999999999993,6.85,6,3.4499999999999993,0.30000000000000071,0,0,0,0,0,4.0500000000000007,1.1099999999999994,0.14999999999999858,3.25,1.5500000000000007,0,5.0000000000000711E-2,4.6999999999999993,7.35,6.6,4.75,0,3.1099999999999994,4.5,6.1,1.8000000000000007,0,0,0,0,0,0.85999999999999943,4.25,4.0999999999999996,1.4499999999999993,0,0,0,1.6499999999999986,1.25,0.35999999999999943,0.60999999999999943,0,0,0,0,0,0,0,0,0,0,0,0,0,0,1.5500000000000007,0,0,0.80000000000000071,0,0,0,0,0,0,0,0,0,0,0,0,0,0,0,0,0,0,0,0,0,0,0,0,0,0,0,0,0,0,0,0,0,0.39999999999999858,0,0,0,0,0,0,0,0,0,0,3.4000000000000004,2.4499999999999993,0.69999999999999929,0,0,0,0,0,0,2.3499999999999996,0,0,3.9000000000000004,3.6099999999999994,0.30000000000000071,0,0,0,0,0,0,2.8000000000000007,6.25,5.6999999999999993,4.5500000000000007,3.4499999999999993,0.94999999999999929,3.3000000000000007,2.0500000000000007,4.1500000000000004,2.8000000000000007,3.1500000000000004,1.3599999999999994,0,0,0,5.65,9.15,12.1,6.0500000000000007,0.75,9,7.6999999999999993,4.75,1.6999999999999993,1,0,2.8000000000000007,5.25,8.9,11.1,8.4499999999999993,11,12.3,15.1,15.81,11.3,4.25,10.5,12.85,5.75,6.0500000000000007,8.31,9.06,4.9000000000000004,9.5,5.4,6,11.2,2.6500000000000004,9.65,12.4,7.3000000000000007,6.75,8.85,9.6999999999999993,9.85,1.8999999999999986,8.65,16.5,17.649999999999999,17.36,19.850000000000001,17.850000000000001,13.91,13.559999999999999,15.2,14.5,8.06,8.75,12.05,15.25,15.4,17.850000000000001,15.41,14.8,15.4,18.149999999999999,22.84,24.85,21.65,17.5,21.1,24.35,26.55,25.7,21.4,25,26.6,22.3,15.9,17,14.85,15.75,20.09,15.6,17.16,19,17.45,20.5,19]
["Waterloo North Hydro (Waterloo, Township of Woolwich and Township of Wellesley )","Kitchener-Waterloo",30.35,35.200000000000003,34.5,24.2,20.399999999999999,29.8,40.200000000000003,32.6,32.35,21.25,15.4,17.86,15.5,17.7,22.09,23.6,20.65,25.35,25.25,28.15,38.299999999999997,38.39,35.6,32.5,28.4,30.2,30.65,36.14,34.6,27.35,23.05,20.65,24.7,33.35,34.700000000000003,30.7,34.5,33.450000000000003,36,34.549999999999997,32.299999999999997,38.1,37.6,31.2,23.7,28.35,33.200000000000003,33.9,22.34,22.45,23.45,17.71,19,23.7,27.4,29.2,32.549999999999997,34.35,37.85,27.14,34.200000000000003,38.14,35.700000000000003,32.35,31.3,25.4,23.2,24.9,15.75,13.41,25.5,30.95,17.86,21.6,31.8,29.89,20.5,17.149999999999999,19.690000000000001,20.8,22.55,27.8,28.189999999999998,25.35,29,22.75,14.55,17.7,16.86,14.91,12.91,17.350000000000001,18.89,14.85,19.05,15.46,14.1,12.91,14.75,8.56,11.2,9.9499999999999993,5.75,7.6999999999999993,21.25,20.65,14.01,13.45,13.35,8.65,5.4499999999999993,10.5,13.75,13.3,12.35,13.809999999999999,12.3,11.8,11.35,11.35,8.06,10.1,9.4499999999999993,10.95,11.15,9.4499999999999993,8.9,5.15,0.85999999999999943,5.3599999999999994,5.3000000000000007,1.5,0,3.8000000000000007,4.75,11.85,11.4,8.61,5.1999999999999993,5.6999999999999993,1.8599999999999994,6.5500000000000007,7.4499999999999993,3.1999999999999993,2.3000000000000007,0,0,4.0999999999999996,4.1500000000000004,1.4499999999999993,3.3499999999999996,1.8599999999999994,0,0,3.8000000000000007,4.6500000000000004,3.3599999999999994,2.5500000000000007,4.0500000000000007,0.85999999999999943,0,0,0,2.9000000000000004,5,3.4499999999999993,0,0,0,1.6499999999999986,3.1500000000000004,0.14999999999999858,0.44999999999999929,0,0,0,0,0,0,0,0,0,0,3.3000000000000007,2.9000000000000004,0.55000000000000071,0,0,0,2.5,3.1500000000000004,0.94999999999999929,0,0,0.44999999999999929,0,3.75,3,2,0.75,0,0,0,0.25,1.8599999999999994,2.1999999999999993,0,0,2.6999999999999993,3.1999999999999993,2.25,1.5500000000000007,0,0,0,0,0,0.10999999999999943,1.5500000000000007,2,0.44999999999999929,0.39999999999999858,0,0,3.0500000000000007,4.6500000000000004,2.6500000000000004,2.9000000000000004,1.75,2.6500000000000004,2.3599999999999994,0,0,0,0,0,0,0,2.3000000000000007,3.1999999999999993,1.8999999999999986,0,0,0,0.25,0,0,0,3.4499999999999993,3.8599999999999994,3.0500000000000007,0,0,2.0999999999999996,8.06,8.81,9.1999999999999993,7.25,6.1099999999999994,6.6,8.81,9.4,3.6999999999999993,3,9.4,5.85,4.1999999999999993,3.6999999999999993,2.6999999999999993,1.75,0.85999999999999943,1.75,3.6999999999999993,3.5,0.25,0.89999999999999858,10.9,11.3,5.5,6.15,10.199999999999999,10.5,12.7,12.45,13.2,6.6,5.0000000000000711E-2,3.1500000000000004,3.4499999999999993,5.5500000000000007,11.5,13.25,9.75,11,10.45,10.1,11.95,6.9,14.1,12.65,4.3599999999999994,11.4,13.35,14.7,17.61,17.05,10.8,9.1999999999999993,14.65,13.2,18.05,16.25,15.6,11.75,9.9,15.96,21.5,21.3,21.05,20,22.8,26.939999999999998,25.19,25.25,27,19.5,11.5,10.1,17.5,18.75,20.8,24.15,17.46,11.25,22.1,24.35,19.8,23.2,20.3,18.739999999999998,22.09,19.09,16.850000000000001,20.65,19.899999999999999,17.86,17.25,15.71,15.16,15.1,16.55,21.4,22.65,22.5,22.35,19.600000000000001,16.8,12,15.71,16.05,13.25,17.75,21.35,24.65,26.9,24.25,23.85,22.55,20.8,29.14,30.25,34.64,31.2,29.95,32.1,24.3,27.3,36.799999999999997,34.1,27.439999999999998,29.95,26.8,16.25,24.65,28.95,28.85,24.65,21.5,20.65,26.5,29.25,29.5,28.04,22.15,29,27.55,27.1,33.85,30.64,25.2,33.450000000000003,28,21.9,27.9,29.7,26.55,24.25,33,37.5,33.15,42,42.4,34.299999999999997,32.200000000000003,39.450000000000003,39.950000000000003,32.950000000000003,32.14,39,33.5,32.5,34.299999999999997,37.799999999999997,32.299999999999997,29,30.15,28.8,25.4,35.450000000000003,33.200000000000003,22.3,19.75,17.7,19.489999999999998,16.75,19.7,17.16,15.95,17.5,13.95,18.75,21.4,21.75,15.55,14.85,23.3,24,21.25,13.55,16.649999999999999,23.45,24.9,21.1,17.3,17.25,16.71,11.2,13.059999999999999,18.05,21.25,13.8,14.5,16.91,10.559999999999999,8.9,12.6,10,5.6,9.5,10.8,8.4,5.4,7.4,11.9,6.4,11.35,15.4,19.600000000000001,17.149999999999999,14.8,13.25,11.2,8.86,7.65,7.15,6.3000000000000007,5.25,3.5500000000000007,3.1500000000000004,7.4,4.4499999999999993,1.6499999999999986,0,0,0,0,6.4499999999999993,10.5,9.5,5.65,0.21000000000000085,0,0,7.3000000000000007,9.6999999999999993,5.6999999999999993,11.45,8.4,0.39999999999999858,0,0,0,0,0,0,9.65,7.9499999999999993,5.3000000000000007,5.1999999999999993,3.0500000000000007,0,5.3000000000000007,4,0,1.8000000000000007,0,1.1499999999999986,2.1500000000000004,1.1099999999999994,0,0,0.39999999999999858,1.8000000000000007,0,1.9499999999999993,2.1999999999999993,0,0,0.35999999999999943,1.3599999999999994,0,0.10999999999999943,3.3499999999999996,4.3000000000000007,0,3.5999999999999996,1.1099999999999994,3.3599999999999994,3.8499999999999996,1.8599999999999994,0,0,0,1.8599999999999994,0.30000000000000071,0.39999999999999858,0,0,0,0,2.1099999999999994,2.1999999999999993,0,0,0,0,0,1.0500000000000007,1.0500000000000007,0.55000000000000071,0,0,0,0,0,0,0,0,0,0,0,2.1999999999999993,1.6999999999999993,0.39999999999999858,1.75,1.1499999999999986,2.0500000000000007,0,2.1999999999999993,1.5,0,0,0,0,0,0,0,2.75,1.6099999999999994,0,0,2.6099999999999994,2.1099999999999994,4.4499999999999993,3,0.30000000000000071,0,0,0,0,0,0,0,0,0,0,0.44999999999999929,2.1999999999999993,2.75,4.6500000000000004,8.4499999999999993,5.25,0,0,0,0,1.3000000000000007,5.6999999999999993,5.1999999999999993,4.25,2.5999999999999996,1.3000000000000007,1.6999999999999993,3.1999999999999993,2.6500000000000004,0,0.5,6.4,9.06,9.75,10.5,6.85,4.4499999999999993,6,5.35,8.7100000000000009,9.5,9.4499999999999993,2.5999999999999996,0.94999999999999929,5.5500000000000007,11.3,8.1,12.5,16.350000000000001,17.11,13.2,4.75,5.1999999999999993,8.4,14,7.1,12.15,12.45,12.75,6.6999999999999993,9.56,15.3,15.25,9.4,10.3,5.1999999999999993,6.35,3.3599999999999994,5.6999999999999993,12.05,14.26,14.75,15.6,11.15,9.6999999999999993,13.8,15.8,10.65,10.5,12.6,6.5500000000000007,9.5,16.600000000000001,17.100000000000001,22.8,25.25,18.55,16.86,8.4,10.5,19.850000000000001,20.5,17.809999999999999,14.1,16.149999999999999,15.55,16.75,15.7,15.65,15.71,15.66,11.35,12.7,11.95,15.2,12.45,8.35,13.6,15.56,14.85,19.649999999999999,21.75,19.5,11.95,11.7,9.5,8.81,15.3,18.190000000000001,16.7,21.55,16.05,17.45,18.95,21.15,20.9,22.8,31.6,29.5,22.7,20.740000000000002,19.649999999999999,14.3,19.54,28.1,25.65,28.3,24.8,18,19.04,25.8,29,29.4,27.6,24.8,29.45,28.14,24.1,17.41,16.05,20.399999999999999,19.55,24,20.04,14.85,16.100000000000001,19.989999999999998,10.199999999999999,18.25,19.399999999999999,18.7,17,15,19.350000000000001,27.189999999999998,32.1,29.2,38.35,36.85,28.04,20.149999999999999,26.35,31.6,18.05,13.25,16.600000000000001,20.75,20.7,18.75,21.2,25.3,19.690000000000001,11.7,17.100000000000001,26.6,26.8,24.69,21.9,23.2,23.55,12.75,8.6,4.3000000000000007,10.3,14.66,11.65,13.85,11.6,11.45,9.31,12.2,17.2,19.54,19.25,19.399999999999999,17,16.149999999999999,18.850000000000001,20.34,17.809999999999999,12.2,13.25,16,12.7,5.6099999999999994,13.05,18.940000000000001,24,25.5,25.95,17.21,16.399999999999999,19.05,22.55,22.15,13.91,18.100000000000001,16.809999999999999,15.05,9.6,7.15,6.5,3.6999999999999993,8.5500000000000007,9.6,8.8000000000000007,8.1,11.4,11.65,11.85,15.65,12.65,14.5,11.95,11.75,10.25,9.25,9.1999999999999993,9.06,7.3000000000000007,4.8499999999999996,6.8599999999999994,10.35,11.35,9.6,7.15,2.5500000000000007,2.9499999999999993,11.8,14.5,8.75,7.5500000000000007,8.3000000000000007,7.3000000000000007,5.4,3.1500000000000004,3,2.5999999999999996,2.0500000000000007,0,0,0,0,0,0,0.19999999999999929,2.25,0,0.25,0,0,0,5.3000000000000007,8.81,6.15,3.9000000000000004,0,4.5,4.75,3.9000000000000004,2.5999999999999996,0,0,0,0,0,1.1999999999999993,1.25,1.8500000000000014,0.30000000000000071,0,0,0,1.6999999999999993,1,1.8500000000000014,1.8599999999999994,1.1099999999999994,0.25,0,0,0,0,0,0,0,0,0,0,0,0,0.85999999999999943,0.60999999999999943,0,0.14999999999999858,0.19999999999999929,0,0,0,0,0,0,0,0,0,0,0,0,0,0,0,0,0,0,0,0,0,0,0,0,0,0,0,0,0,0,0,0,2.1099999999999994,0,0,0,0,0,0,0,0,0,0.85999999999999943,2.5,2.75,2.3599999999999994,0,0,0,0,0,0,3.6999999999999993,3.8599999999999994,0.85999999999999943,4,5.4499999999999993,3.3000000000000007,0,0,0,0.64999999999999858,1.1999999999999993,0,3.9000000000000004,7.1,7.6099999999999994,5.0999999999999996,3.6999999999999993,3.9000000000000004,3.5,2.6999999999999993,5,2.8000000000000007,3.5,2.5500000000000007,2.0500000000000007,0.35999999999999943,1.3000000000000007,6.9499999999999993,11.3,12.3,10.26,4.8000000000000007,10.5,10.65,7.6099999999999994,5.0000000000000711E-2,0,1.25,4.5999999999999996,6.35,11.75,13.2,8.5,10.9,15.75,18.55,16.399999999999999,14.1,4.8499999999999996,14.3,15.05,7.35,3.25,8.9,12.35,8.9,10.65,10.3,10.45,14.11,11.5,14.4,16.5,12.15,11.65,13.15,11.9,12.65,8.35,11.75,19.25,19.14,20.5,21.75,16.149999999999999,14.75,15.3,15.8,15.8,10.050000000000001,10,14.75,15.7,16.05,17,17.25,18.64,17.760000000000002,20.7,24.2,23.19,22.34,19.25,23.6,27.9,29.3,28.3,22.75,26.689999999999998,29.85,24.2,23.2,18.399999999999999,20,16.86,18.489999999999998,14.85,17.66,20.54,18.3,21,19.100000000000001]
["Welland Hydro-Electric System Corp (Welland)","Welland",27.439999999999998,30.7,33.1,21.240000000000002,17.809999999999999,24.2,35.049999999999997,28.9,29,18.75,13.059999999999999,17.5,13.35,16.399999999999999,18.850000000000001,20.440000000000001,19.2,24.5,22.34,24.65,32.35,36.29,34.1,31.25,27.189999999999998,26.8,27.75,35.1,31.55,25.15,18.600000000000001,18.29,20.399999999999999,25.65,26.85,29.14,33.15,30.75,31.1,30,31.25,36.14,34.75,30.5,24.55,28.7,31,30.55,21.75,16.350000000000001,17.45,13.2,15.8,20.29,24.8,26.439999999999998,30.05,31.05,33.1,24.35,32.35,36.450000000000003,35.049999999999997,30.9,31,24.1,21.7,23.44,14.3,12.4,23,31.05,16.05,19.850000000000001,27.15,25.45,18.149999999999999,15.3,17.46,18.8,17.809999999999999,24.55,24.85,21.7,25.75,19.7,12.4,16.25,15.5,15,9.31,15.46,17.46,12.3,16.649999999999999,15.5,13.35,12.05,13.8,9.36,10.050000000000001,8.35,2.9499999999999993,5.9499999999999993,18.399999999999999,20.09,11.5,10.3,13.3,7.5500000000000007,4.6099999999999994,8.1999999999999993,12.7,14.35,8.1,11.2,10.85,9.6999999999999993,7.1,8.65,8.11,9.4499999999999993,8.85,9.81,10.8,7.4499999999999993,5.5,2.8000000000000007,0,6.1999999999999993,5.25,1.75,0,0,2.75,10.95,10.15,8.65,6.0500000000000007,5.1099999999999994,1.8599999999999994,2.5,6.35,4.0500000000000007,3.1999999999999993,5.0000000000000711E-2,0,1.25,3.5999999999999996,2.0999999999999996,1.8999999999999986,1.0500000000000007,0,0,2.6999999999999993,4.25,3.6999999999999993,1.6499999999999986,1.25,0,0,0,0,0.21000000000000085,3.8000000000000007,1.6099999999999994,0,0,0,0,1.3599999999999994,0.21000000000000085,18,0,0,0,0,0,0,0,0,0,0,0,1.3999999999999986,0.80000000000000071,0,0,0,0.10999999999999943,1,0,0,0,0,0,1,1.5500000000000007,0.39999999999999858,0.94999999999999929,0,0,0,0,0.60999999999999943,1.1499999999999986,0,0,2.5500000000000007,2.4499999999999993,0,0,0,0,0,0,0,0,0,0.35999999999999943,0,0,0,0,1.3999999999999986,2.9000000000000004,1.0500000000000007,2.0500000000000007,0,1,0,0,0,0,0,0,0,0,0,1.75,1.7100000000000009,0,0,0,0,0,0,0,1.8599999999999994,2.6500000000000004,1.0500000000000007,0,0,5.0000000000000711E-2,7.3000000000000007,5.9499999999999993,7.8000000000000007,5.1099999999999994,5.0500000000000007,5.65,9.35,7.85,0,1.1499999999999986,7.9499999999999993,5.5500000000000007,2.5500000000000007,2.3000000000000007,1.9499999999999993,1.25,0.5,0.25,3.0500000000000007,0.85999999999999943,1.8999999999999986,0,8.65,10.1,3.6999999999999993,3.9000000000000004,8.6,9.9600000000000009,10,10.65,11.05,4.4000000000000004,0,0.69999999999999929,3.9499999999999993,3.6500000000000004,9.06,12.35,8.4,8.6999999999999993,10.6,8.6999999999999993,11.75,6.1,11.809999999999999,9.81,1.6499999999999986,9.15,12.75,11.6,14.6,14.75,10.55,4.8499999999999996,11.95,12.65,16.350000000000001,15.65,13.3,9.06,5.35,12.35,19.14,18.95,19.649999999999999,18.54,20.59,25.05,22.7,23.15,24.8,15.15,8.35,7,15,17.809999999999999,20.2,24,16.350000000000001,8.1999999999999993,17.36,19.45,16.86,20.100000000000001,18,16.309999999999999,20.399999999999999,18.45,14.35,18.8,20.59,18.739999999999998,16.8,15.55,15.15,14.2,15.85,19.7,21.3,21.35,19.79,17.850000000000001,13.75,9.1,13.45,13,10.1,15.25,21,23.2,25.25,21.6,22,18.04,16.46,26.439999999999998,28.14,31.9,29.5,28.7,28.55,20.75,24,32.25,32.75,27.35,22.59,24.65,14.55,20.75,27.64,26.75,20.95,21.45,20.34,22.55,26.1,30,30,22.05,28.75,29.4,24.45,33.65,30.39,22.1,30.95,26.25,20.149999999999999,24.55,27.189999999999998,26.439999999999998,25.65,30.3,34.89,29.9,40,42.1,35.85,29.55,37.950000000000003,38.25,28.7,29.95,38.39,33.4,29.75,31.7,35.200000000000003,33.450000000000003,28.8,29.9,27.2,21.1,31.75,33.450000000000003,21.05,18.45,19.100000000000001,18.79,16.05,19,16.309999999999999,14.55,16.7,15.2,17.75,20.05,21.39,15.4,17.3,22.7,24.44,20.65,17.11,15.15,21.65,23.05,20.5,15.3,16.95,17.149999999999999,9.25,11.7,17.11,17.95,12.059999999999999,12.9,14.85,10.050000000000001,8.56,12.7,10.45,3.5999999999999996,8.85,10.6,7.15,7.6,5.8000000000000007,6.85,5.6099999999999994,10.309999999999999,13.45,17,15.35,14.75,11.059999999999999,11.25,11.05,9.6,6.9499999999999993,6.1,6.9,4.1999999999999993,0.89999999999999858,6.3000000000000007,1.8999999999999986,1.6099999999999994,0,0,0,0,3.9499999999999993,10.4,8.4,3.9000000000000004,0.5,0,0,5,9.4,6.5,9.06,10.35,3.8499999999999996,0,0,0,0,0,0,7.9,7.75,3.9499999999999993,3.9499999999999993,1.9499999999999993,0,5.35,2.3499999999999996,0,1.5,0,5.0000000000000711E-2,0,0,0,0,0,0,0,2.1500000000000004,0.75,0,0,0,0.46000000000000085,0,0,2.3000000000000007,3.9499999999999993,0,0,0,1.8599999999999994,1.8999999999999986,0,0,0,0,0.60999999999999943,0.60999999999999943,0,0,0,0,0,1.8000000000000007,0.89999999999999858,0,0,0,0,0,0,0,0,0,0,0,0,0,0,0,0,0,0,0,0.35999999999999943,1.1999999999999993,0,0,0,0,0,0.75,1.1099999999999994,0,0,0,0,0,0,0,0.25,1.0500000000000007,0.25,0,0.94999999999999929,2.3499999999999996,2.4499999999999993,1.75,0,0,0,0,0,0,0,0,0,0,0,0,0.60999999999999943,0.80000000000000071,3.8599999999999994,6,3.8499999999999996,1.0500000000000007,0,0,0,0.39999999999999858,4.8000000000000007,4.1999999999999993,2.5,1.5500000000000007,0.39999999999999858,0,0.14999999999999858,0.64999999999999858,0,1.1999999999999993,5.3000000000000007,7.4499999999999993,8.56,9.56,5.65,6.1999999999999993,3.5999999999999996,4.0999999999999996,6.5500000000000007,6.65,8.7100000000000009,2.1999999999999993,0,3.6500000000000004,10.1,9.15,10.45,15,16.010000000000002,12.85,4.0500000000000007,3.4000000000000004,6.9,12.5,7.0500000000000007,9.81,12.7,10.45,5.4499999999999993,8.1999999999999993,13.16,13.059999999999999,8.31,9.85,6.1999999999999993,5.0500000000000007,3.25,3.6999999999999993,10.95,13.55,12.5,12.1,10.65,7.8100000000000005,11.9,14.05,9.85,9.85,10,3.8000000000000007,7.3000000000000007,16.05,13.86,18.690000000000001,20.2,17.11,15.5,5.9,9.81,18.75,18.440000000000001,15.75,10.809999999999999,14.7,15.35,15.6,16.399999999999999,16.350000000000001,17.8,15.5,9.56,9.75,9.1999999999999993,13,10.1,4.8000000000000007,12,12.05,11.95,17.850000000000001,20.45,17.25,9.6999999999999993,10.559999999999999,8.1999999999999993,7.4,13.3,15.46,14.65,19.899999999999999,14.75,15.9,17.559999999999999,19.600000000000001,17.899999999999999,20.399999999999999,28.1,26.75,19.95,19.75,18.600000000000001,11.3,16.850000000000001,26,22.34,26.25,23.2,16.600000000000001,17.149999999999999,23.55,27.6,27.25,25.15,24.5,28.05,28,25.3,15.9,14.25,18.100000000000001,17.36,22.6,18.75,9.8000000000000007,15.35,17.809999999999999,9.65,16.600000000000001,18.55,17.3,14.6,14.5,17.86,24.3,30.25,27.14,33.85,37.79,27.54,19.350000000000001,25.85,29.39,20.14,10.3,15.46,20.100000000000001,20.04,17.05,18.95,23.35,18.850000000000001,8.6,16.21,22.55,24.9,23.2,23.05,20.29,21,11.05,6.9499999999999993,4.6500000000000004,9.31,15.5,13.1,13.45,9.4499999999999993,10.85,8.1,10.199999999999999,15.96,19.8,18.690000000000001,18.75,15.75,15.41,14.6,15.2,16.100000000000001,10.559999999999999,10.75,14.6,10.6,4.8599999999999994,10.4,17.309999999999999,21.4,23.94,23.5,15.75,13.36,17.399999999999999,20.25,20.29,11.95,15.46,16.75,12.65,9.4499999999999993,6.9,5.9,6,8.31,9.2100000000000009,7.6999999999999993,5.1099999999999994,10.5,10.95,8.4,15.41,12.91,12.1,11.55,9.25,8.15,10.9,8.85,8.1999999999999993,6.5,5.1999999999999993,4.6099999999999994,9.06,9.15,7.65,3.4499999999999993,1.1099999999999994,4.4499999999999993,9.1999999999999993,12.7,9.4499999999999993,6.1999999999999993,7.5,7.1999999999999993,4.3599999999999994,2.4000000000000004,2.0500000000000007,1.3999999999999986,1.6499999999999986,0,0,0,0,0,0,0,0,0,0,0,0,0,1.8999999999999986,7.25,5.0500000000000007,4.5500000000000007,0,1.8000000000000007,4.4499999999999993,2.9000000000000004,0.44999999999999929,0,0,0,0,0,0.25,0,0.39999999999999858,0,0,0,0,0,0,0.5,0,0,0,0,0,0,0,0,0,0,0,0,0,0,0,0,0,0,0,0,0,0,0,0,0,0,0,0,0,0,0,0,0,0,0,0,0,0,0,0,0,0,0,0,0,0,0,0,0,0,0,0,0.14999999999999858,0,0,0,0,0,0,0,0,0,0,1.4499999999999993,1.3000000000000007,0,0,0,0,0,0,0,1.1099999999999994,1.8599999999999994,0,1.8000000000000007,2.6099999999999994,0.89999999999999858,0,0,0,0,0,0,0,6.25,5.75,3.1500000000000004,2.8499999999999996,0,3.3499999999999996,2.3499999999999996,2.1500000000000004,2.5999999999999996,1.9499999999999993,1.8599999999999994,0.64999999999999858,0,0.80000000000000071,5.1099999999999994,8,10.45,9.15,1.0500000000000007,6.5500000000000007,10.65,6,0,0,0,3.4000000000000004,5.6999999999999993,9.06,11.65,8.9499999999999993,10,13.65,15.9,14.8,12.5,3.8499999999999996,11.7,13.05,7.5,2.3499999999999996,7.6999999999999993,10.6,8.06,10.75,10.35,9.25,12.809999999999999,11.65,13.16,15.85,8.85,12,12,12.4,12.91,6.4499999999999993,9.4499999999999993,18.190000000000001,17.809999999999999,19.04,20.6,14.25,12.45,13.8,14.7,14.6,9.6,8.1999999999999993,12,13.6,15.05,15.7,15.3,17.2,15.15,19.14,20.3,21.8,20.149999999999999,17.399999999999999,20.95,25.3,29.5,27,19.55,24.2,27.5,18.39,18.190000000000001,16.55,16.350000000000001,14.55,18.3,13.6,15.35,19.14,17.45,19.600000000000001,17.11]
["Wellington North Power Inc. (Holstein, Mount Forest and Arthur)","Mount Forest",32.14,36.35,37.450000000000003,26.15,21.4,29.45,40.15,33,28.7,20.7,16.2,18.8,15.95,18.14,22.89,25.85,23.05,26.4,25.15,30.7,40.1,40.9,38.450000000000003,34.25,30.45,30.75,31.8,36.39,34.549999999999997,28.6,24.1,24.6,25.9,32.35,29.7,30.1,32.15,34,32.700000000000003,31.7,30.6,37.39,35.450000000000003,27.3,24.35,29.5,34.14,35.549999999999997,21.55,21.2,21.2,18.14,21.5,25.65,29.35,30.8,33.85,35.75,38.299999999999997,29.15,35.799999999999997,38.6,33.75,31.75,30.14,22.15,24.19,26.3,17.71,14.75,27.2,31.95,19.29,22.89,34.200000000000003,32.35,21.240000000000002,16.96,21.65,21.3,24,30.1,29.55,27.15,30.85,22.8,15.71,19,19.54,17.350000000000001,15.55,20.5,20.75,16.05,21.05,18.79,13.6,15.25,16.510000000000002,9.1999999999999993,12.25,11.35,6.6999999999999993,10,22.2,21.84,14.51,14.85,14,7.8100000000000005,2.9499999999999993,12.15,15.96,14.55,13.1,15.55,12.85,10.050000000000001,10.65,10.95,9.25,11.15,12.3,13.36,11.95,11.45,8.15,3.75,0,7.1999999999999993,5.1999999999999993,0,0,4.3000000000000007,5.8599999999999994,14.35,12.85,8.5,4.8000000000000007,5.75,1.0500000000000007,7.9,8.86,5.1099999999999994,2.5999999999999996,0,0,3.5,4.1099999999999994,2.0999999999999996,0.89999999999999858,0,0,0,4.4000000000000004,5.6999999999999993,4.1999999999999993,2,2.5,0.80000000000000071,0,0,0,4.4499999999999993,6.5500000000000007,2.3599999999999994,0,0,0,1.3000000000000007,1.8999999999999986,0,0,0,0,0,0,0,0,0,0,0,0,5.85,4.25,2.3000000000000007,0,0,0.60999999999999943,4.4000000000000004,3.5999999999999996,1.6099999999999994,0,0,0.60999999999999943,2,4.4499999999999993,4.1999999999999993,1.8000000000000007,0.19999999999999929,0,0,0,1.3000000000000007,3.75,3,0,0,5,4.9000000000000004,3.75,1.8000000000000007,0,0,0,0,0.39999999999999858,1.6499999999999986,1.8999999999999986,2.1999999999999993,0.55000000000000071,0,0,0,4.5500000000000007,5.8000000000000007,3.6099999999999994,3.6500000000000004,3,2.9000000000000004,0.19999999999999929,0,0,0,0,0,0,0,3.5500000000000007,4.3000000000000007,2.5,0,0,0,5.0000000000000711E-2,0,0,0,3.75,3.75,2.3499999999999996,0,0,3.0500000000000007,8.31,9.6999999999999993,10.3,6.3000000000000007,8,5.9499999999999993,10.199999999999999,9.06,1.6999999999999993,4.8000000000000007,9.65,5.0500000000000007,3.6500000000000004,2.25,2.5500000000000007,1.8999999999999986,1.5500000000000007,2.3000000000000007,1.6999999999999993,4.1500000000000004,1.6099999999999994,1.8999999999999986,11.3,12.05,7.15,6.65,11.5,12.2,11.85,12.4,11.55,6.25,0.30000000000000071,4.25,5.9499999999999993,7.3000000000000007,13.16,14.05,11.45,12.1,11.65,11.8,11.5,7.0500000000000007,12.7,12.2,6.3000000000000007,12,13.5,15.35,18.25,17.5,12.91,10.5,13.66,14.2,18.09,17.05,16.75,13.5,8.9,16.86,20.95,23.05,21.55,21.05,23.05,26.35,25.65,25,28.3,19.350000000000001,12.059999999999999,11.25,18.39,19.29,21.95,25.5,19.25,13.1,24.1,24.95,20.25,22.95,20.2,20.09,23,19.3,18.55,22.7,21,20.04,17.95,16.75,15.25,16.350000000000001,18.25,22.69,24.1,23.8,21.85,21.5,16.600000000000001,13.2,16.95,16.2,14,18.95,23.7,26.14,28.189999999999998,24.8,25.95,22.4,22.5,31.14,30.7,34,31.95,30.55,32.35,26.15,29,36.75,32.25,26,28.45,24.7,17.5,26.3,30.5,30.9,27.85,23.55,22,30.2,31.8,30.85,30.7,23.05,29.39,27.939999999999998,28.7,33.6,30.1,27,34.25,28.3,23.3,28.8,29.85,28.189999999999998,25.4,32.35,36.450000000000003,34.79,43.35,40.65,34.89,33.25,40.450000000000003,41.1,31.05,32.85,40.200000000000003,33.200000000000003,32.9,35.14,35.799999999999997,31.6,28,28.45,25.9,27.689999999999998,36.29,31.85,23.25,21.25,17.649999999999999,17.149999999999999,18.05,21.15,16.95,17.149999999999999,18.09,13.55,20.34,23.55,23.75,17.309999999999999,21.8,28.189999999999998,28.65,23.05,18.3,18.8,26.15,27.8,21.85,19.649999999999999,19.399999999999999,18.350000000000001,10.6,14.5,20.100000000000001,21.15,12.75,13.75,16.8,11.05,9.65,13.91,8.85,6.65,10.35,11.55,7.65,6.3000000000000007,8.85,10.6,7.1999999999999993,12.7,18,20.8,18.59,15.71,14.9,12.45,10.75,10.1,9,7.0500000000000007,6.25,1.5,4.8499999999999996,7.35,3.8000000000000007,1.0500000000000007,0,0,0,0,7.9600000000000009,11.85,9.1999999999999993,5.35,2.1099999999999994,0.10999999999999943,0,10.7,11.95,7.15,13.4,8.75,1.3000000000000007,0,0,0,0.69999999999999929,0,2.1999999999999993,11.3,9.1,5.5,3.6500000000000004,1.4499999999999993,1.6099999999999994,5,2.1999999999999993,0,1.5500000000000007,0,2.8000000000000007,3.75,0.14999999999999858,0,0,2,1.75,0,1.8000000000000007,0.39999999999999858,0.39999999999999858,0,2.0999999999999996,2.0500000000000007,0.30000000000000071,0.60999999999999943,3.4499999999999993,5.0500000000000007,0.80000000000000071,2.25,3.8599999999999994,4.0999999999999996,4.4499999999999993,1.3000000000000007,0,0,0.30000000000000071,2.9000000000000004,1.3000000000000007,1,0,0,0,0.69999999999999929,3.8000000000000007,1.6499999999999986,0,0,0,0,0.69999999999999929,2.25,2.3499999999999996,0.89999999999999858,0,0,0,0,0,0,0,0,0,0,0.64999999999999858,3.3000000000000007,3,0.64999999999999858,0,0,0.5,0.44999999999999929,2.9499999999999993,1,0,0,0,0,0,0,0,2.5,0.85999999999999943,0,1.6999999999999993,4.1999999999999993,4.4000000000000004,4.6500000000000004,3.5500000000000007,1,0,0,0,0,0,0,0,0,0,0,2.6500000000000004,2.4000000000000004,2.8000000000000007,5.5,8,5.35,0,0,0,0,1.8999999999999986,5.65,4,4,2.6999999999999993,0.10999999999999943,0.25,2.1500000000000004,1.3599999999999994,0,2.3599999999999994,8.5,10.65,11.8,11.3,7.5500000000000007,6.0500000000000007,7,8,8.4499999999999993,9.5,10,3.0500000000000007,1.6999999999999993,5.9499999999999993,11.25,8.5,13.95,17.25,17.5,12.4,5.35,5.3599999999999994,9.4499999999999993,13.7,7.5,13.61,13.4,11.4,7.65,12.25,15.5,14.2,9.1,9.35,3.9000000000000004,2.8599999999999994,2.0999999999999996,6.9,13.3,13.66,12.8,12.75,9.85,10.3,15.5,17,10.85,10.7,12.85,7,9.9,16.600000000000001,17.91,23.1,24,19.399999999999999,17.75,9.25,12.5,20,19.850000000000001,19.2,15.56,16.399999999999999,16.399999999999999,16.8,16.5,16.3,16.510000000000002,16.100000000000001,12.25,12.3,12.9,15.25,10.75,8.31,15.25,15.85,15.2,20.9,22.95,18.850000000000001,13.85,11.85,9.75,9.4,16.3,18.440000000000001,19.100000000000001,24.45,18.600000000000001,18.25,19.899999999999999,22.05,21.35,23.7,33.1,30.45,22.7,19.850000000000001,18.7,15.41,20.5,28.89,27,29.1,26,18.95,20.8,25.6,32.15,29.7,27.05,26.1,28.55,30.1,24.75,18.399999999999999,17.25,22.15,21.3,26.689999999999998,20.95,15.2,17.41,19.600000000000001,12.2,19.95,20.45,20.65,17.899999999999999,17.2,20.84,29.15,33.450000000000003,31.45,40.85,37.450000000000003,27.79,21.34,27.35,31.35,18.09,12.95,19,22.6,20.190000000000001,19.649999999999999,23.6,26.8,20.3,13.35,19.649999999999999,27.85,28.9,26,25.1,24.6,25.7,13.95,9.15,5.65,13.35,14.8,12.2,13.85,11.15,12.85,11.3,13.75,19.45,20.8,19.5,19.649999999999999,16.899999999999999,16.649999999999999,18.850000000000001,19.75,19.100000000000001,11.35,14.15,17.149999999999999,12.91,6.6,13.45,20.54,24.95,27.15,26.8,18,18.59,21.45,24.4,22.15,14.15,19.3,17.559999999999999,13.6,8.56,5.1999999999999993,4.75,4.25,9.6,8.6999999999999993,6.8000000000000007,11.4,13.65,11.8,10.9,15.85,14.45,14.3,11.3,11,11.35,9.1999999999999993,8.1999999999999993,6.4499999999999993,8.06,6.35,8.35,11.75,11.85,8.85,5.5500000000000007,0.30000000000000071,5.25,13.36,16.100000000000001,11.1,10.199999999999999,9.4499999999999993,7.9,5.9,2.4000000000000004,5.15,3.1999999999999993,1.75,0,0,0,0,0,0.35999999999999943,2.0500000000000007,0.60999999999999943,0,1.4499999999999993,0,0.89999999999999858,1.75,8.4499999999999993,10.5,7.65,4.6999999999999993,0,5.5500000000000007,7.0500000000000007,3.4499999999999993,1.3000000000000007,0,0,0,0,0,2.0999999999999996,2.6999999999999993,2.1999999999999993,1.25,0,0,0,3.75,1.9499999999999993,1.8999999999999986,4.75,2.75,1.6499999999999986,0,0,0,0,0,0,0,0,0,0,0,1.1499999999999986,2.6099999999999994,1.6999999999999993,0,2.0999999999999996,0.80000000000000071,0,0,0,0,0,0,0,0,0,0,0,0,0,0,0,0,0,0,0,0,0,0,0,0,0,0,0,0,0,0,0,0.60999999999999943,2.4499999999999993,0,0,0,0,0,0,0,0,5.0000000000000711E-2,2.5,3.6999999999999993,2.0500000000000007,1.1999999999999993,0.14999999999999858,0,0,0,0,0,4.4499999999999993,2.9000000000000004,0,4.25,4.25,2.4000000000000004,0,0.10999999999999943,0,1.0500000000000007,0.80000000000000071,0,5.1999999999999993,7.1999999999999993,6.3000000000000007,5.75,4.25,2,4.4499999999999993,2.1500000000000004,4.8599999999999994,2.5500000000000007,3.9499999999999993,1.6999999999999993,0.75,0,0,8.56,12.85,12.25,7.25,2,11.559999999999999,9.1,5.0500000000000007,1.25,0,1.5500000000000007,5.6999999999999993,6.6,12.1,14.66,10.95,13.25,15.56,18.34,17.96,15.1,5.65,14.66,16,6.5500000000000007,5.25,10.059999999999999,12.45,9.5,10.35,8.06,9.25,13.35,11,14.05,16.25,12.25,10.85,10.85,12.75,12.45,4.6999999999999993,11.3,20.6,21.4,20.65,21.55,17.3,15.46,16.399999999999999,15.45,14.45,10.059999999999999,10.75,15.46,17.149999999999999,17.2,17.5,17.41,18.05,18,21.6,26.3,26.14,23.5,19.75,24.4,27.75,30.1,28.65,24.1,27.85,30.25,26.35,22.05,19.350000000000001,20.75,17.95,20.350000000000001,16.5,19.649999999999999,21.5,19.399999999999999,22.19,20.85]
["West Coast Huron Energy (Goderich)","Goderich",29.5,33.6,32.4,23.45,20.399999999999999,28.4,34,28.65,26.25,18.59,14.35,16.7,14.2,17.149999999999999,20.34,22.55,20.8,24.3,22.15,27.05,36.299999999999997,36.85,33.89,29.45,26.65,27.9,29.9,32.85,30.35,25.85,23.5,23.5,24.45,34.39,30.95,26.8,28.15,32.299999999999997,31.85,28.55,32.049999999999997,36.75,31.6,27.8,23.7,33.39,36.200000000000003,35.049999999999997,19.399999999999999,16.91,17.36,15.35,19.8,23.55,26.65,27.689999999999998,30.85,32.25,34.04,27.8,37.14,36.29,31.8,31,29.5,19.350000000000001,22.2,23.1,15.71,14.8,24.9,29.3,17.71,21.7,29.9,27.85,19.2,14.35,18.75,20.04,22.94,27.15,27.939999999999998,26.5,28.9,19.25,14.3,17.760000000000002,19.75,15.15,12.15,17.899999999999999,17.5,13.16,17.91,14.16,12.5,13.45,14.4,8.4,10.85,10.15,4.25,8.4600000000000009,20.7,20.240000000000002,11.35,13.75,14.7,9.35,3.3599999999999994,11.55,16.149999999999999,15.56,11.4,15.7,13.2,8.85,7.6999999999999993,8.85,10.1,10.6,11.45,14.05,14.1,12.35,6.6,1.4499999999999993,0,6.35,5.4499999999999993,0,0,6.75,5.75,13.16,10.55,6.75,4.5,5.4,1.3999999999999986,8.06,10.1,7.35,1.9499999999999993,0,2.3000000000000007,4.5500000000000007,5.15,3.6500000000000004,0.80000000000000071,0,0,0.25,4.4000000000000004,7.1,3.5,1.8599999999999994,2.8599999999999994,0.14999999999999858,0,0,0,3.0999999999999996,7.9,1.8000000000000007,0,0,0,0,0.25,0,0,0,0,1.1999999999999993,2.8000000000000007,0,0,0,0,0,0,4.8499999999999996,5.15,1.25,0,0,0,2.75,2.4499999999999993,1.2100000000000009,0,0,0,1.5,3.3599999999999994,1.8000000000000007,0.44999999999999929,0,0,0,0,0.19999999999999929,3.6099999999999994,1.6499999999999986,0,0,2.5999999999999996,4.4499999999999993,3.8000000000000007,0.64999999999999858,0,0,0,0,0.10999999999999943,1.8599999999999994,0.71000000000000085,1,0.25,0,0,0,2.0500000000000007,3.5500000000000007,1.3599999999999994,2.5,3.1999999999999993,2.6999999999999993,0,0,0.25,0.5,0,0,0,0,2.1500000000000004,4.1999999999999993,2.1500000000000004,0,0,0,0,0,0,0,2.3499999999999996,3.5500000000000007,1.9499999999999993,0,0,2.5999999999999996,6.5,8.6,7.3000000000000007,4.0999999999999996,7.0500000000000007,6.1,9.4,6.9499999999999993,0.85999999999999943,4,6.3000000000000007,3.4499999999999993,3.25,2.3499999999999996,3.4499999999999993,3.1999999999999993,2.8000000000000007,3,3.1999999999999993,3.1500000000000004,0.94999999999999929,0.69999999999999929,9.4,8.56,4.8599999999999994,4.4000000000000004,7.1,7.8100000000000005,9.1999999999999993,11.5,9.15,3.1500000000000004,0.19999999999999929,4.25,6.1,6.4499999999999993,11.75,11.65,8.85,11.3,12.1,12.55,11.9,6.5,12.4,8.31,3.25,10.15,11.2,13.86,16.600000000000001,15.81,9.15,8.31,12.2,12.809999999999999,15.96,14.55,14,10.35,8.15,15.35,17.45,18.29,18.14,18.09,21,22.9,21.6,22.09,22.3,15.85,9.85,10.35,16.7,17.600000000000001,19.8,22.7,16.16,11.85,21.7,22.84,17.95,22.45,18.25,17.75,20,17.11,16.55,20.399999999999999,17.149999999999999,16.46,16.05,14.75,12.35,13.66,16.71,20.149999999999999,23.35,20.399999999999999,20.350000000000001,20.190000000000001,14.95,11.8,15.15,14.85,13.35,17.25,20.59,24.4,25.5,21.55,22.5,20.149999999999999,21.3,28.4,27.8,30.1,29.2,28.4,28.15,22.95,26.79,37.450000000000003,34.35,24,25.1,19.690000000000001,16.399999999999999,22.14,29.95,29.95,27.89,21.15,18.95,26.05,30.3,30.35,28.39,20.399999999999999,25.9,24,26.25,29.05,25.5,24.65,29.8,25.1,20.149999999999999,23.35,30.75,29.4,23.15,29.15,34.89,31.85,43.05,41.1,32.89,32.85,35.5,35.6,31.2,31.55,36.5,30.39,32,33.700000000000003,35.39,30.1,27.5,26.3,24.05,26.15,34.950000000000003,29.3,21.9,20.05,21.45,15.96,17,20.25,14.9,14.9,16.2,12.4,19,20.65,21.95,16.100000000000001,20,24.94,25.55,23.9,16.25,18.25,24.5,26.189999999999998,19.440000000000001,18.14,17.45,15,11.25,15.35,18.149999999999999,18.64,11.7,12.1,15.2,8,7.9499999999999993,12.8,8.65,6.9499999999999993,10.8,12.3,8.06,8.1999999999999993,9.9,7.6,7.0500000000000007,13.05,17.25,18.5,16.8,16.600000000000001,14.16,15.15,14.25,14.1,13.85,11.65,7.6,0.39999999999999858,4.1999999999999993,11.75,6.6999999999999993,0.75,0,2.9499999999999993,5.3000000000000007,2.5500000000000007,8.56,14.05,10.75,4.0500000000000007,4.6999999999999993,0,0,10.15,11.9,6.5,11.809999999999999,7.75,0.55000000000000071,0,0,0,1.0500000000000007,0,2.1500000000000004,9.9,8.56,8.1,2.25,0,2.5,3.4499999999999993,0.89999999999999858,1.4499999999999993,3.4499999999999993,0.55000000000000071,4.1500000000000004,3.6999999999999993,2.1500000000000004,0,0,2.8499999999999996,1.3599999999999994,0,3.6999999999999993,0.46000000000000085,0.25,0,2.25,1.6999999999999993,0,0,1.5500000000000007,4.3499999999999996,0.25,2.25,3.8000000000000007,5.15,3.75,1.3000000000000007,0,0,0.44999999999999929,4.4000000000000004,2.6999999999999993,1.25,0,0,0,0,3.4000000000000004,1.9499999999999993,0,0,0,0,0,1,1.6499999999999986,0,0,0.39999999999999858,0,0,0,0,0,0,0,0,0.14999999999999858,3.5500000000000007,2.9499999999999993,0.55000000000000071,0,0,0,0.30000000000000071,2.4000000000000004,0,0,0,0,0,0,0,0,1.6499999999999986,0,0,0,2.0500000000000007,2.6500000000000004,4.4499999999999993,3.3000000000000007,0,0,0,0,0,0,0,0,0,0,0,1.75,1.3999999999999986,2.6500000000000004,4.6500000000000004,7.65,4.1999999999999993,0,0,0,0,0.19999999999999929,5.0500000000000007,2.1500000000000004,3.9000000000000004,3.1999999999999993,0.10999999999999943,0,0,0,0,1.75,6.4,8.31,9.5,9.4,6.4499999999999993,4.5,5.6,8,7.5500000000000007,8.31,9.31,1.9499999999999993,0,4.9499999999999993,10.1,5.6999999999999993,11.6,15.7,16.3,10.15,4.8599999999999994,3.9499999999999993,7.35,13.45,5,11.35,11.55,9.65,6.15,9.31,13.95,11.6,6.5,11,4.1999999999999993,1.8000000000000007,0.89999999999999858,4.0999999999999996,10.199999999999999,11.95,13.2,13,9.1,7.85,12.35,12.559999999999999,9.81,9.9,9.25,3.6500000000000004,7.85,13.75,16.3,17.75,18.649999999999999,16.86,13,7.4,11.45,18.350000000000001,18.79,17.7,13.8,16.3,15.25,14.75,15.4,14.7,15.46,14.7,10.7,10.8,12.2,13.8,8,6.5,14.05,12.4,12.8,18.55,20.04,16.399999999999999,12.15,11.4,7.9499999999999993,8.35,16.399999999999999,17.559999999999999,16.55,20.45,14.75,15.71,17.96,20.100000000000001,17.649999999999999,20.9,29.35,25.9,18.850000000000001,18.25,17.05,12.8,15.41,26.5,24.9,25.8,22.4,16.510000000000002,18.440000000000001,23.55,26.3,25.7,23.85,22.75,29.3,28.55,21.45,16.399999999999999,16.059999999999999,19.8,19.09,23.2,18.79,12.75,16.21,17.41,11.8,18.8,19.45,18.100000000000001,14.66,15.25,18.55,24.69,27.4,27.689999999999998,33.1,33.200000000000003,26.55,20.350000000000001,22.3,26.939999999999998,15.05,14.85,17.3,21.15,18.600000000000001,18.25,21,21.9,17.25,11.6,19.3,25.6,24.69,23.9,25.7,23.65,24,11.45,7,4.1500000000000004,12.85,17.86,12.8,11.8,9.4499999999999993,13.45,8.15,13.2,18.34,19.95,19.55,18.75,14.8,15.5,14.2,19.55,18.25,10.050000000000001,12.95,17.899999999999999,11.059999999999999,6.6,13.8,19.5,22.55,26.939999999999998,24.44,15.71,16.850000000000001,20.25,23.25,20.100000000000001,12.25,18.190000000000001,17,13.15,8,5.6099999999999994,7.35,5.0500000000000007,12.15,9.06,6.9499999999999993,10.75,13.61,12.55,8.35,13.4,14.66,13.75,11.4,9.9,9.1999999999999993,10.65,9.8000000000000007,6.0500000000000007,7.3000000000000007,7.4499999999999993,7.75,12.45,11.95,6.5,2.4499999999999993,0.30000000000000071,4.9499999999999993,11.65,14.4,7.9499999999999993,9.6999999999999993,10.4,10.1,7.25,2.9499999999999993,7.75,5.4499999999999993,0.85999999999999943,0,0,0,0,0,0,2.9000000000000004,0,0,1.3999999999999986,0,0.55000000000000071,0.75,6,9.4499999999999993,6.9,2.3499999999999996,0,6.0500000000000007,6.8000000000000007,5.35,0.35999999999999943,0,0,0,0,0,1.6499999999999986,1.6999999999999993,1.4499999999999993,1.3999999999999986,0,0,0,5.25,4.3499999999999996,1.1099999999999994,3.0500000000000007,2.8000000000000007,0.5,0.30000000000000071,0,0,0,0,0.10999999999999943,1.3599999999999994,0,0,0,0,0,1.9600000000000009,0,0,2.8000000000000007,0.21000000000000085,0,0,0,0,0,0,0,0,0,0,0,0,0,0,0,0,0,0.85999999999999943,0.5,0,0,0,0,0,0,0,0,0,0,0,0,0,1.7100000000000009,0,0,0,0,0,0,0,0,0,0.14999999999999858,3.5,2.9000000000000004,1.6499999999999986,0,0,0,0,0,0,3.1500000000000004,1.3999999999999986,0,3.1999999999999993,3.4499999999999993,1.5,0,0,0,0,0,0,2.3000000000000007,4.5,3.9499999999999993,2.1099999999999994,2.75,1.1099999999999994,2.0999999999999996,0,3.8599999999999994,2.9000000000000004,3.1500000000000004,2.0500000000000007,0,0,0,5.5,11.1,11.15,5.3599999999999994,0.94999999999999929,8.5,7.8599999999999994,3.4499999999999993,0.64999999999999858,0,0.60999999999999943,5.15,5.8599999999999994,10.559999999999999,11.15,6.9499999999999993,9.6999999999999993,15.15,16.7,16.649999999999999,12.6,5.0999999999999996,13.15,13.85,4.8499999999999996,5.3000000000000007,8.81,12.2,10.1,10.199999999999999,7.3599999999999994,8.1999999999999993,13.95,9.4499999999999993,10.65,12,9.06,10,11.65,12.8,10.85,1.8999999999999986,9.5,17.399999999999999,17.510000000000002,17.45,18.55,14.2,13,14,13.41,12.15,8.6,9,13.3,13.85,14.4,16.05,15.25,16.55,15.6,18.5,20.54,21.45,20.65,18.04,22.55,24.94,26.65,25.05,21.8,22.34,27.1,23.4,18.64,16.3,18.8,16.2,17.86,13.059999999999999,18.09,18.649999999999999,17.149999999999999,19.899999999999999,18.05]
["Westario Power (Hanover, Huron-Kinloss, Kincardine, Saugeen Shores, South Bruce, Wingham, Brockton and Minto)","Kincardine",29.5,33.6,32.4,23.45,20.399999999999999,28.4,34,28.65,26.25,18.59,14.35,16.7,14.2,17.149999999999999,20.34,22.55,20.8,24.3,22.15,27.05,36.299999999999997,36.85,33.89,29.45,26.65,27.9,29.9,32.85,30.35,25.85,23.5,23.5,24.45,34.39,30.95,26.8,28.15,32.299999999999997,31.85,28.55,32.049999999999997,36.75,31.6,27.8,23.7,33.39,36.200000000000003,35.049999999999997,19.399999999999999,16.91,17.36,15.35,19.8,23.55,26.65,27.689999999999998,30.85,32.25,34.04,27.8,37.14,36.29,31.8,31,29.5,19.350000000000001,22.2,23.1,15.71,14.8,24.9,29.3,17.71,21.7,29.9,27.85,19.2,14.35,18.75,20.04,22.94,27.15,27.939999999999998,26.5,28.9,19.25,14.3,17.760000000000002,19.75,15.15,12.15,17.899999999999999,17.5,13.16,17.91,14.16,12.5,13.45,14.4,8.4,10.85,10.15,4.25,8.4600000000000009,20.7,20.240000000000002,11.35,13.75,14.7,9.35,3.3599999999999994,11.55,16.149999999999999,15.56,11.4,15.7,13.2,8.85,7.6999999999999993,8.85,10.1,10.6,11.45,14.05,14.1,12.35,6.6,1.4499999999999993,0,6.35,5.4499999999999993,0,0,6.75,5.75,13.16,10.55,6.75,4.5,5.4,1.3999999999999986,8.06,10.1,7.35,1.9499999999999993,0,2.3000000000000007,4.5500000000000007,5.15,3.6500000000000004,0.80000000000000071,0,0,0.25,4.4000000000000004,7.1,3.5,1.8599999999999994,2.8599999999999994,0.14999999999999858,0,0,0,3.0999999999999996,7.9,1.8000000000000007,0,0,0,0,0.25,0,0,0,0,1.1999999999999993,2.8000000000000007,0,0,0,0,0,0,4.8499999999999996,5.15,1.25,0,0,0,2.75,2.4499999999999993,1.2100000000000009,0,0,0,1.5,3.3599999999999994,1.8000000000000007,0.44999999999999929,0,0,0,0,0.19999999999999929,3.6099999999999994,1.6499999999999986,0,0,2.5999999999999996,4.4499999999999993,3.8000000000000007,0.64999999999999858,0,0,0,0,0.10999999999999943,1.8599999999999994,0.71000000000000085,1,0.25,0,0,0,2.0500000000000007,3.5500000000000007,1.3599999999999994,2.5,3.1999999999999993,2.6999999999999993,0,0,0.25,0.5,0,0,0,0,2.1500000000000004,4.1999999999999993,2.1500000000000004,0,0,0,0,0,0,0,2.3499999999999996,3.5500000000000007,1.9499999999999993,0,0,2.5999999999999996,6.5,8.6,7.3000000000000007,4.0999999999999996,7.0500000000000007,6.1,9.4,6.9499999999999993,0.85999999999999943,4,6.3000000000000007,3.4499999999999993,3.25,2.3499999999999996,3.4499999999999993,3.1999999999999993,2.8000000000000007,3,3.1999999999999993,3.1500000000000004,0.94999999999999929,0.69999999999999929,9.4,8.56,4.8599999999999994,4.4000000000000004,7.1,7.8100000000000005,9.1999999999999993,11.5,9.15,3.1500000000000004,0.19999999999999929,4.25,6.1,6.4499999999999993,11.75,11.65,8.85,11.3,12.1,12.55,11.9,6.5,12.4,8.31,3.25,10.15,11.2,13.86,16.600000000000001,15.81,9.15,8.31,12.2,12.809999999999999,15.96,14.55,14,10.35,8.15,15.35,17.45,18.29,18.14,18.09,21,22.9,21.6,22.09,22.3,15.85,9.85,10.35,16.7,17.600000000000001,19.8,22.7,16.16,11.85,21.7,22.84,17.95,22.45,18.25,17.75,20,17.11,16.55,20.399999999999999,17.149999999999999,16.46,16.05,14.75,12.35,13.66,16.71,20.149999999999999,23.35,20.399999999999999,20.350000000000001,20.190000000000001,14.95,11.8,15.15,14.85,13.35,17.25,20.59,24.4,25.5,21.55,22.5,20.149999999999999,21.3,28.4,27.8,30.1,29.2,28.4,28.15,22.95,26.79,37.450000000000003,34.35,24,25.1,19.690000000000001,16.399999999999999,22.14,29.95,29.95,27.89,21.15,18.95,26.05,30.3,30.35,28.39,20.399999999999999,25.9,24,26.25,29.05,25.5,24.65,29.8,25.1,20.149999999999999,23.35,30.75,29.4,23.15,29.15,34.89,31.85,43.05,41.1,32.89,32.85,35.5,35.6,31.2,31.55,36.5,30.39,32,33.700000000000003,35.39,30.1,27.5,26.3,24.05,26.15,34.950000000000003,29.3,21.9,20.05,21.45,15.96,17,20.25,14.9,14.9,16.2,12.4,19,20.65,21.95,16.100000000000001,20,24.94,25.55,23.9,16.25,18.25,24.5,26.189999999999998,19.440000000000001,18.14,17.45,15,11.25,15.35,18.149999999999999,18.64,11.7,12.1,15.2,8,7.9499999999999993,12.8,8.65,6.9499999999999993,10.8,12.3,8.06,8.1999999999999993,9.9,7.6,7.0500000000000007,13.05,17.25,18.5,16.8,16.600000000000001,14.16,15.15,14.25,14.1,13.85,11.65,7.6,0.39999999999999858,4.1999999999999993,11.75,6.6999999999999993,0.75,0,2.9499999999999993,5.3000000000000007,2.5500000000000007,8.56,14.05,10.75,4.0500000000000007,4.6999999999999993,0,0,10.15,11.9,6.5,11.809999999999999,7.75,0.55000000000000071,0,0,0,1.0500000000000007,0,2.1500000000000004,9.9,8.56,8.1,2.25,0,2.5,3.4499999999999993,0.89999999999999858,1.4499999999999993,3.4499999999999993,0.55000000000000071,4.1500000000000004,3.6999999999999993,2.1500000000000004,0,0,2.8499999999999996,1.3599999999999994,0,3.6999999999999993,0.46000000000000085,0.25,0,2.25,1.6999999999999993,0,0,1.5500000000000007,4.3499999999999996,0.25,2.25,3.8000000000000007,5.15,3.75,1.3000000000000007,0,0,0.44999999999999929,4.4000000000000004,2.6999999999999993,1.25,0,0,0,0,3.4000000000000004,1.9499999999999993,0,0,0,0,0,1,1.6499999999999986,0,0,0.39999999999999858,0,0,0,0,0,0,0,0,0.14999999999999858,3.5500000000000007,2.9499999999999993,0.55000000000000071,0,0,0,0.30000000000000071,2.4000000000000004,0,0,0,0,0,0,0,0,1.6499999999999986,0,0,0,2.0500000000000007,2.6500000000000004,4.4499999999999993,3.3000000000000007,0,0,0,0,0,0,0,0,0,0,0,1.75,1.3999999999999986,2.6500000000000004,4.6500000000000004,7.65,4.1999999999999993,0,0,0,0,0.19999999999999929,5.0500000000000007,2.1500000000000004,3.9000000000000004,3.1999999999999993,0.10999999999999943,0,0,0,0,1.75,6.4,8.31,9.5,9.4,6.4499999999999993,4.5,5.6,8,7.5500000000000007,8.31,9.31,1.9499999999999993,0,4.9499999999999993,10.1,5.6999999999999993,11.6,15.7,16.3,10.15,4.8599999999999994,3.9499999999999993,7.35,13.45,5,11.35,11.55,9.65,6.15,9.31,13.95,11.6,6.5,11,4.1999999999999993,1.8000000000000007,0.89999999999999858,4.0999999999999996,10.199999999999999,11.95,13.2,13,9.1,7.85,12.35,12.559999999999999,9.81,9.9,9.25,3.6500000000000004,7.85,13.75,16.3,17.75,18.649999999999999,16.86,13,7.4,11.45,18.350000000000001,18.79,17.7,13.8,16.3,15.25,14.75,15.4,14.7,15.46,14.7,10.7,10.8,12.2,13.8,8,6.5,14.05,12.4,12.8,18.55,20.04,16.399999999999999,12.15,11.4,7.9499999999999993,8.35,16.399999999999999,17.559999999999999,16.55,20.45,14.75,15.71,17.96,20.100000000000001,17.649999999999999,20.9,29.35,25.9,18.850000000000001,18.25,17.05,12.8,15.41,26.5,24.9,25.8,22.4,16.510000000000002,18.440000000000001,23.55,26.3,25.7,23.85,22.75,29.3,28.55,21.45,16.399999999999999,16.059999999999999,19.8,19.09,23.2,18.79,12.75,16.21,17.41,11.8,18.8,19.45,18.100000000000001,14.66,15.25,18.55,24.69,27.4,27.689999999999998,33.1,33.200000000000003,26.55,20.350000000000001,22.3,26.939999999999998,15.05,14.85,17.3,21.15,18.600000000000001,18.25,21,21.9,17.25,11.6,19.3,25.6,24.69,23.9,25.7,23.65,24,11.45,7,4.1500000000000004,12.85,17.86,12.8,11.8,9.4499999999999993,13.45,8.15,13.2,18.34,19.95,19.55,18.75,14.8,15.5,14.2,19.55,18.25,10.050000000000001,12.95,17.899999999999999,11.059999999999999,6.6,13.8,19.5,22.55,26.939999999999998,24.44,15.71,16.850000000000001,20.25,23.25,20.100000000000001,12.25,18.190000000000001,17,13.15,8,5.6099999999999994,7.35,5.0500000000000007,12.15,9.06,6.9499999999999993,10.75,13.61,12.55,8.35,13.4,14.66,13.75,11.4,9.9,9.1999999999999993,10.65,9.8000000000000007,6.0500000000000007,7.3000000000000007,7.4499999999999993,7.75,12.45,11.95,6.5,2.4499999999999993,0.30000000000000071,4.9499999999999993,11.65,14.4,7.9499999999999993,9.6999999999999993,10.4,10.1,7.25,2.9499999999999993,7.75,5.4499999999999993,0.85999999999999943,0,0,0,0,0,0,2.9000000000000004,0,0,1.3999999999999986,0,0.55000000000000071,0.75,6,9.4499999999999993,6.9,2.3499999999999996,0,6.0500000000000007,6.8000000000000007,5.35,0.35999999999999943,0,0,0,0,0,1.6499999999999986,1.6999999999999993,1.4499999999999993,1.3999999999999986,0,0,0,5.25,4.3499999999999996,1.1099999999999994,3.0500000000000007,2.8000000000000007,0.5,0.30000000000000071,0,0,0,0,0.10999999999999943,1.3599999999999994,0,0,0,0,0,1.9600000000000009,0,0,2.8000000000000007,0.21000000000000085,0,0,0,0,0,0,0,0,0,0,0,0,0,0,0,0,0,0.85999999999999943,0.5,0,0,0,0,0,0,0,0,0,0,0,0,0,1.7100000000000009,0,0,0,0,0,0,0,0,0,0.14999999999999858,3.5,2.9000000000000004,1.6499999999999986,0,0,0,0,0,0,3.1500000000000004,1.3999999999999986,0,3.1999999999999993,3.4499999999999993,1.5,0,0,0,0,0,0,2.3000000000000007,4.5,3.9499999999999993,2.1099999999999994,2.75,1.1099999999999994,2.0999999999999996,0,3.8599999999999994,2.9000000000000004,3.1500000000000004,2.0500000000000007,0,0,0,5.5,11.1,11.15,5.3599999999999994,0.94999999999999929,8.5,7.8599999999999994,3.4499999999999993,0.64999999999999858,0,0.60999999999999943,5.15,5.8599999999999994,10.559999999999999,11.15,6.9499999999999993,9.6999999999999993,15.15,16.7,16.649999999999999,12.6,5.0999999999999996,13.15,13.85,4.8499999999999996,5.3000000000000007,8.81,12.2,10.1,10.199999999999999,7.3599999999999994,8.1999999999999993,13.95,9.4499999999999993,10.65,12,9.06,10,11.65,12.8,10.85,1.8999999999999986,9.5,17.399999999999999,17.510000000000002,17.45,18.55,14.2,13,14,13.41,12.15,8.6,9,13.3,13.85,14.4,16.05,15.25,16.55,15.6,18.5,20.54,21.45,20.65,18.04,22.55,24.94,26.65,25.05,21.8,22.34,27.1,23.4,18.64,16.3,18.8,16.2,17.86,13.059999999999999,18.09,18.649999999999999,17.149999999999999,19.899999999999999,18.05]
["Whitby Hydro Electric Corporation (Whitby, Brooklin and Ashburn)","Whitby",31.4,36.799999999999997,35.200000000000003,22.25,19.14,23.35,34.75,29.5,30.8,20.85,13.91,16.75,15.96,15.85,20.54,21.7,21.05,22.75,23.15,28.6,37.89,38.049999999999997,36.1,33.299999999999997,28.2,31.35,29.1,33.200000000000003,31.5,26.25,21.45,21.05,21.85,31.14,31.15,28.15,32.549999999999997,32.14,32.35,32.549999999999997,33.049999999999997,33.950000000000003,33,28.4,21.65,27.25,31.5,30.45,22.14,19.14,22.09,15.9,17.149999999999999,21.15,26.6,27.89,30.1,31.15,32.950000000000003,24.85,28.5,36.14,34.75,28.7,27.3,24.65,21.5,25.75,19.350000000000001,14.55,23.95,30.3,17,19.7,29.75,28.6,21.3,16,16.8,17.95,19.75,26.8,27,24.45,26.55,23.05,13.55,16.25,14.6,13.75,13.85,14.8,17.399999999999999,14.05,18.05,16.760000000000002,12.91,13.66,13.7,9.8000000000000007,12.45,12.15,6.5,7.5,19.440000000000001,20.440000000000001,15.16,13,13.3,12.65,6.6999999999999993,9.1,13.7,13.35,10,12.059999999999999,11.65,10.85,9.9499999999999993,11.75,8.65,9.75,9.56,9.5,8.9499999999999993,7.6999999999999993,9.1,2.4499999999999993,1.5,3.75,5.35,2.9499999999999993,1.8000000000000007,0.69999999999999929,2.5500000000000007,10.8,11.6,10.65,6.65,3.9000000000000004,2.5500000000000007,1,4.0500000000000007,1,0,0,0,3.8599999999999994,3.5999999999999996,1.6499999999999986,3.3499999999999996,2.9499999999999993,0.44999999999999929,1.5500000000000007,3,5.65,2.1500000000000004,2.1999999999999993,2.4499999999999993,0,0,0,0,1.2100000000000009,3.1999999999999993,4.0999999999999996,0.80000000000000071,0.39999999999999858,0,0,1.8999999999999986,1.75,1,0,0,0,0,0,0,0,0,0,0,0,0.89999999999999858,0,0,0,0,1.8000000000000007,3.1500000000000004,1.3000000000000007,0,0,0,0,1.1099999999999994,2.5,0.85999999999999943,0,0,0,0,0,0.75,1,0,0,1.0500000000000007,0.80000000000000071,0.85999999999999943,0.55000000000000071,0,0,0,0,0,0,0,0,0,0,0,0,0.14999999999999858,4.5500000000000007,1.4499999999999993,3.75,0.60999999999999943,3,2.5500000000000007,0,0,0,0,0,0,0,0.21000000000000085,1.5500000000000007,2.3000000000000007,0,0,0,0,0,0,0,2.0999999999999996,2.8599999999999994,2.3499999999999996,0,0,1.8599999999999994,6.5500000000000007,8.4499999999999993,8.9499999999999993,5.9499999999999993,5.75,6.1999999999999993,7.8100000000000005,9.35,2.75,0.89999999999999858,7.5,4.8000000000000007,3.1500000000000004,2.75,2.6500000000000004,0.19999999999999929,0.89999999999999858,0.5,2.1500000000000004,4.4499999999999993,2.0500000000000007,0.75,8.15,11,4.5,4.5500000000000007,8.1,10.5,10.7,11,12.6,6.8000000000000007,0,2.6999999999999993,3.1999999999999993,4.3000000000000007,10.15,13.25,11.3,9.56,8.75,7.8100000000000005,8.11,7.1999999999999993,11,13.25,5.1999999999999993,9.15,13.95,14.35,16.3,16.25,11.8,7.9,11.8,12.75,17.21,16.7,13.66,11.9,8.5,12.05,19.05,20.55,20.09,18.600000000000001,20.149999999999999,24,23,23.15,24.85,18.34,12.91,7.9,15.4,18.8,20.25,22.55,17.559999999999999,10,20.399999999999999,22.8,17.010000000000002,21.2,19.399999999999999,16.91,22.8,20.2,15.7,20.5,24.44,21.85,17.75,16.55,16.3,15.2,16.100000000000001,20.59,22.15,22.65,19.54,18.149999999999999,14.95,10.65,13.5,16.350000000000001,13.25,15.71,21.75,25.35,25.95,22.55,23.9,21.45,18.25,28,28.3,33.14,32.1,26.65,29.89,24.3,27.15,34.85,27.939999999999998,27.1,28.05,25.65,15.25,23.44,28.85,27.89,24.1,21.75,21.25,26.15,29.7,26.939999999999998,25.55,23.5,28.5,31.9,27.35,35.35,30.89,24.05,33.85,25.45,25.15,29.7,29.89,28.7,27.189999999999998,29.64,34.950000000000003,31.5,41.29,37.299999999999997,32.049999999999997,31.1,36.450000000000003,36.25,28.75,30.05,36.950000000000003,34.25,32.85,34.75,35.1,33.1,28.95,27.939999999999998,27.939999999999998,23.4,33.799999999999997,33.450000000000003,24.25,22.59,19,19.399999999999999,15.9,18.75,18.149999999999999,15.71,17.309999999999999,16.399999999999999,17.96,22.39,22.65,15.91,18.25,24.9,26.189999999999998,22.84,18.64,16.100000000000001,21.5,24.2,22,15.3,18.190000000000001,18,11.35,13.05,16.100000000000001,19,14.3,14.25,15.5,13.36,8.3000000000000007,14.05,11.65,8.8000000000000007,10.5,9.9,8.35,6.15,7.9,10.35,9,12.85,14.75,17.399999999999999,15.5,14.3,10,8.6,5.8000000000000007,5.35,6.9499999999999993,5.4,3.3000000000000007,3.25,4.5,7.15,4.9000000000000004,3.6999999999999993,0.10999999999999943,0,0,1.1499999999999986,5.3000000000000007,7.5,7.15,6.8599999999999994,0.64999999999999858,1.1499999999999986,0,7.3000000000000007,8.65,6,11.1,10.5,4.0500000000000007,0,0,0,0,0.35999999999999943,0,8.6,6.8000000000000007,7.25,5.4,2.1099999999999994,0.89999999999999858,6.6999999999999993,4.9000000000000004,0,0.60999999999999943,2.0500000000000007,0.85999999999999943,1.6499999999999986,0.85999999999999943,0.75,0,0,0.60999999999999943,0,3.6500000000000004,2.6500000000000004,0,0,0,0,1.1999999999999993,0.10999999999999943,2,3.25,0.21000000000000085,2.0999999999999996,5.0000000000000711E-2,1.3000000000000007,1,1.3999999999999986,0,0,0,1,0.35999999999999943,0,0,0,0,0,1.0500000000000007,1.5,2.0500000000000007,0,0,0,0,0,0.35999999999999943,0,0,0,0,0,0,0,0,0,0,0,0,0.5,1.1999999999999993,0,0.5,0,0,0,0.14999999999999858,0.25,0,0,0,0,0,0,0,0.69999999999999929,1.6099999999999994,0.35999999999999943,0,0.55000000000000071,0.85999999999999943,3.1099999999999994,3,0.69999999999999929,0,0,0,0,0,0,0,0,0,0,0,0.85999999999999943,0.69999999999999929,5.1999999999999993,6.3000000000000007,3.1099999999999994,1.1499999999999986,0,0,0,1.4499999999999993,5.0999999999999996,4.1999999999999993,3.25,2,0.55000000000000071,2,2.9499999999999993,2.3000000000000007,0,0.85999999999999943,5.85,8.06,10.1,9,7.0500000000000007,5.75,6.4,5.0999999999999996,8.56,9,10.75,5.15,0.39999999999999858,4.0999999999999996,10.5,9.6,10.95,16.21,16.600000000000001,13.35,6.15,7.9499999999999993,8.56,14.8,7.6999999999999993,10.6,13.95,12.95,6.5500000000000007,7.75,14.65,14.85,7.1999999999999993,10.5,7.6,6.1999999999999993,4.9000000000000004,4.9000000000000004,12.2,14.11,14.85,14.11,11.8,10.25,12.45,16.75,13.41,12.4,12.85,7.8100000000000005,7.5500000000000007,15.91,15.4,18.55,21.2,17.559999999999999,17.149999999999999,10.3,10.65,20.84,20.25,17.809999999999999,13.85,15.75,16.399999999999999,12.559999999999999,16.8,17.850000000000001,18.3,13.8,12.1,11.1,10.25,14.5,12.1,7.4499999999999993,12.25,14.95,11.45,17.7,20.350000000000001,17.25,12,10.25,9.9,9.75,15,18.8,17.96,23,19.25,16.100000000000001,17.809999999999999,19.600000000000001,19.79,23.8,32.049999999999997,28.39,22.85,20.95,19.239999999999998,13.45,17.3,25.6,22.9,28.05,22.25,18.989999999999998,18.649999999999999,23.3,29.8,27.89,23,26.25,25.4,27.25,25.3,17.899999999999999,14.4,18.5,17.809999999999999,22.89,19.850000000000001,15.5,13.5,16.399999999999999,11.7,17.11,20.399999999999999,17.25,18.64,18.5,20.350000000000001,24.8,32,28.35,39.700000000000003,37,25.2,19.350000000000001,26.7,32.299999999999997,19.14,10.65,15.71,21,20.54,17.5,21.5,26.189999999999998,20.7,12.75,18.100000000000001,27.439999999999998,27.55,29.2,21.3,21.45,22.05,12.8,11.2,9.85,11.25,15.35,14.55,13.35,12.25,10.75,13.1,14.7,17.36,21.3,20.190000000000001,19.55,19.75,16.45,19.54,21.4,19.55,13.5,13.2,16.71,16.260000000000002,8.56,14.15,17.149999999999999,22.35,22.09,23.09,17.5,14.9,18.8,21.15,22.4,12.809999999999999,16.559999999999999,17.8,16,9.65,9.5,7.9499999999999993,5.5500000000000007,7.3000000000000007,10.45,6.9499999999999993,6.35,10.6,13,12.55,14.4,13.75,14.51,11.7,11.45,9.35,10.050000000000001,11.05,9.4499999999999993,6.4,4.5,6.5,9.25,10.95,8.6999999999999993,7.9,4.4499999999999993,2.5500000000000007,10,13.11,10.3,8.5,10.199999999999999,5.1999999999999993,4.8499999999999996,2.0500000000000007,0.55000000000000071,0.75,0,0,0,0,0,0,0,0,3.4499999999999993,0,0,0,0,0,2.5,7.4,6.3599999999999994,4.9000000000000004,0,2.0999999999999996,3.8599999999999994,5,1.75,0,0,0,0,0,0,0,2,0,0,0,0,0,0,0,1.8000000000000007,0,0,0,0,0,0,0,0,0,0,0,0,0,0,0.64999999999999858,0,0,0,0,0,0,0,0,0,0,0,0,0,0,0,0,0,0,0,0,0,0,0,0,0,0,0,0,0,0,0,0,0,0,0,0,1.3999999999999986,0,0,0,0,0,0,0,0,0,0,0.64999999999999858,2.25,1.6999999999999993,0,0,0,0,0,0,2.5500000000000007,2.9000000000000004,0,2,4.6999999999999993,2.9499999999999993,0,0,0,0,0.25,0,3.1999999999999993,5.4,8,3.75,5.5,0.85999999999999943,3.25,1.3599999999999994,1.75,1.8000000000000007,1.5,1.5500000000000007,2.9499999999999993,0.55000000000000071,1,1,10.4,12.05,9.65,5.3599999999999994,2.5,11.55,7.6999999999999993,0.75,1,0,3.9000000000000004,5.35,9.86,11.5,10.7,10.5,12.5,16.75,15.65,14.36,4.0500000000000007,13.7,15.46,10.1,3,8.5,10.75,9.4,11.9,11.3,9.75,10.5,12.25,12.65,15.25,11.5,9.5,12.95,12.4,13.15,7.5,10.7,18,18.899999999999999,19.5,20.25,16.75,13.5,12,14.55,13.05,11.7,11,12,14.15,17.399999999999999,20,15.55,16.95,15,17.5,22,26.04,24.65,17.850000000000001,21.45,24.94,30,26.25,20.9,24.4,30.45,25.55,23.4,18.149999999999999,19.690000000000001,15.85,20.25,17.309999999999999,15.6,19.350000000000001,18,18.5,17.5]

{"sheet":"HDD_Day_10yr_ave","index":10,"n_rows":75,"n_cols":368,"rows_kept":75,"cut":false,"hidden":true,"merged":[]}
["MONTH",null,1,1,1,1,1,1,1,1,1,1,1,1,1,1,1,1,1,1,1,1,1,1,1,1,1,1,1,1,1,1,1,2,2,2,2,2,2,2,2,2,2,2,2,2,2,2,2,2,2,2,2,2,2,2,2,2,2,2,2,2,3,3,3,3,3,3,3,3,3,3,3,3,3,3,3,3,3,3,3,3,3,3,3,3,3,3,3,3,3,3,3,4,4,4,4,4,4,4,4,4,4,4,4,4,4,4,4,4,4,4,4,4,4,4,4,4,4,4,4,4,4,5,5,5,5,5,5,5,5,5,5,5,5,5,5,5,5,5,5,5,5,5,5,5,5,5,5,5,5,5,5,5,6,6,6,6,6,6,6,6,6,6,6,6,6,6,6,6,6,6,6,6,6,6,6,6,6,6,6,6,6,6,7,7,7,7,7,7,7,7,7,7,7,7,7,7,7,7,7,7,7,7,7,7,7,7,7,7,7,7,7,7,7,8,8,8,8,8,8,8,8,8,8,8,8,8,8,8,8,8,8,8,8,8,8,8,8,8,8,8,8,8,8,8,9,9,9,9,9,9,9,9,9,9,9,9,9,9,9,9,9,9,9,9,9,9,9,9,9,9,9,9,9,9,10,10,10,10,10,10,10,10,10,10,10,10,10,10,10,10,10,10,10,10,10,10,10,10,10,10,10,10,10,10,10,11,11,11,11,11,11,11,11,11,11,11,11,11,11,11,11,11,11,11,11,11,11,11,11,11,11,11,11,11,11,12,12,12,12,12,12,12,12,12,12,12,12,12,12,12,12,12,12,12,12,12,12,12,12,12,12,12,12,12,12,12]
["DAY",null,1,2,3,4,5,6,7,8,9,10,11,12,13,14,15,16,17,18,19,20,21,22,23,24,25,26,27,28,29,30,31,1,2,3,4,5,6,7,8,9,10,11,12,13,14,15,16,17,18,19,20,21,22,23,24,25,26,27,28,29,1,2,3,4,5,6,7,8,9,10,11,12,13,14,15,16,17,18,19,20,21,22,23,24,25,26,27,28,29,30,31,1,2,3,4,5,6,7,8,9,10,11,12,13,14,15,16,17,18,19,20,21,22,23,24,25,26,27,28,29,30,1,2,3,4,5,6,7,8,9,10,11,12,13,14,15,16,17,18,19,20,21,22,23,24,25,26,27,28,29,30,31,1,2,3,4,5,6,7,8,9,10,11,12,13,14,15,16,17,18,19,20,21,22,23,24,25,26,27,28,29,30,1,2,3,4,5,6,7,8,9,10,11,12,13,14,15,16,17,18,19,20,21,22,23,24,25,26,27,28,29,30,31,1,2,3,4,5,6,7,8,9,10,11,12,13,14,15,16,17,18,19,20,21,22,23,24,25,26,27,28,29,30,31,1,2,3,4,5,6,7,8,9,10,11,12,13,14,15,16,17,18,19,20,21,22,23,24,25,26,27,28,29,30,1,2,3,4,5,6,7,8,9,10,11,12,13,14,15,16,17,18,19,20,21,22,23,24,25,26,27,28,29,30,31,1,2,3,4,5,6,7,8,9,10,11,12,13,14,15,16,17,18,19,20,21,22,23,24,25,26,27,28,29,30,1,2,3,4,5,6,7,8,9,10,11,12,13,14,15,16,17,18,19,20,21,22,23,24,25,26,27,28,29,30,31]
["CODE",null,"1_1","1_2","1_3","1_4","1_5","1_6","1_7","1_8","1_9","1_10","1_11","1_12","1_13","1_14","1_15","1_16","1_17","1_18","1_19","1_20","1_21","1_22","1_23","1_24","1_25","1_26","1_27","1_28","1_29","1_30","1_31","2_1","2_2","2_3","2_4","2_5","2_6","2_7","2_8","2_9","2_10","2_11","2_12","2_13","2_14","2_15","2_16","2_17","2_18","2_19","2_20","2_21","2_22","2_23","2_24","2_25","2_26","2_27","2_28","2_29","3_1","3_2","3_3","3_4","3_5","3_6","3_7","3_8","3_9","3_10","3_11","3_12","3_13","3_14","3_15","3_16","3_17","3_18","3_19","3_20","3_21","3_22","3_23","3_24","3_25","3_26","3_27","3_28","3_29","3_30","3_31","4_1","4_2","4_3","4_4","4_5","4_6","4_7","4_8","4_9","4_10","4_11","4_12","4_13","4_14","4_15","4_16","4_17","4_18","4_19","4_20","4_21","4_22","4_23","4_24","4_25","4_26","4_27","4_28","4_29","4_30","5_1","5_2","5_3","5_4","5_5","5_6","5_7","5_8","5_9","5_10","5_11","5_12","5_13","5_14","5_15","5_16","5_17","5_18","5_19","5_20","5_21","5_22","5_23","5_24","5_25","5_26","5_27","5_28","5_29","5_30","5_31","6_1","6_2","6_3","6_4","6_5","6_6","6_7","6_8","6_9","6_10","6_11","6_12","6_13","6_14","6_15","6_16","6_17","6_18","6_19","6_20","6_21","6_22","6_23","6_24","6_25","6_26","6_27","6_28","6_29","6_30","7_1","7_2","7_3","7_4","7_5","7_6","7_7","7_8","7_9","7_10","7_11","7_12","7_13","7_14","7_15","7_16","7_17","7_18","7_19","7_20","7_21","7_22","7_23","7_24","7_25","7_26","7_27","7_28","7_29","7_30","7_31","8_1","8_2","8_3","8_4","8_5","8_6","8_7","8_8","8_9","8_10","8_11","8_12","8_13","8_14","8_15","8_16","8_17","8_18","8_19","8_20","8_21","8_22","8_23","8_24","8_25","8_26","8_27","8_28","8_29","8_30","8_31","9_1","9_2","9_3","9_4","9_5","9_6","9_7","9_8","9_9","9_10","9_11","9_12","9_13","9_14","9_15","9_16","9_17","9_18","9_19","9_20","9_21","9_22","9_23","9_24","9_25","9_26","9_27","9_28","9_29","9_30","10_1","10_2","10_3","10_4","10_5","10_6","10_7","10_8","10_9","10_10","10_11","10_12","10_13","10_14","10_15","10_16","10_17","10_18","10_19","10_20","10_21","10_22","10_23","10_24","10_25","10_26","10_27","10_28","10_29","10_30","10_31","11_1","11_2","11_3","11_4","11_5","11_6","11_7","11_8","11_9","11_10","11_11","11_12","11_13","11_14","11_15","11_16","11_17","11_18","11_19","11_20","11_21","11_22","11_23","11_24","11_25","11_26","11_27","11_28","11_29","11_30","12_1","12_2","12_3","12_4","12_5","12_6","12_7","12_8","12_9","12_10","12_11","12_12","12_13","12_14","12_15","12_16","12_17","12_18","12_19","12_20","12_21","12_22","12_23","12_24","12_25","12_26","12_27","12_28","12_29","12_30","12_31"]
["LDC","CITY FOR HDD Data"]
["Algoma Power (Algoma )","Sault Ste Marie",26.113999999999997,28.862000000000002,27.7,24.439000000000004,24.206999999999997,24.327999999999996,24.853999999999999,24.910000000000004,26.076000000000001,24.788,23.137999999999998,25.108999999999998,28.145999999999997,27.499000000000002,27.994999999999997,28.224,26.903999999999996,27.361000000000001,30.189000000000004,33.793999999999997,31.74,28.844000000000001,29.465000000000003,29.672999999999995,28.854000000000003,28.399000000000001,27.389999999999997,28.278999999999996,28.25,28.132999999999999,27.349,27.247999999999998,28.783999999999999,28.493000000000002,29.072999999999997,27.300999999999998,27.931999999999999,28.012999999999998,28.202999999999996,28.667999999999996,29.268999999999998,29.119,30.306999999999999,29.177,28.989000000000004,30.212,27.105,25.918999999999993,27.059999999999995,27.385000000000002,27.678999999999995,26.044,26.799999999999994,28.028000000000002,26.057000000000006,26.593,27.096000000000004,27.468,28.814,24.016666666666669,27.493000000000002,29.103999999999996,28.663999999999998,28.354000000000003,28.777999999999999,26.578000000000003,22.835000000000004,23.558,22.93,19.66,18.760999999999999,21.020999999999997,20.793999999999997,18.492999999999999,18.988999999999997,20.620999999999999,19.965,19.018000000000001,19.609000000000002,21.373999999999999,20.125999999999998,21.480999999999998,22.54,21.907999999999998,21.433,21.639000000000003,20.994999999999997,20.205999999999996,19.584,18.339000000000002,16.369000000000003,17.059000000000005,17.001000000000001,17.568999999999999,18.321000000000002,20.214000000000002,18.074999999999999,16.905000000000001,17.620999999999999,17.841000000000001,17.515000000000004,16.457999999999998,16.276000000000003,15.496,14.247999999999999,14.012,13.396000000000001,14.117999999999999,14.514999999999997,13.65,13.566999999999998,12.914000000000001,12.620999999999999,13.441999999999998,12.347999999999999,12.452000000000002,13.442000000000002,13.577999999999999,12.8,11.836,10.100999999999999,9.423,10.391999999999999,9.3470000000000013,9.5949999999999989,9.2510000000000012,9.6859999999999999,7.714999999999999,8.4600000000000009,9.6050000000000004,9.8570000000000011,8.7350000000000012,9.5410000000000004,9.5519999999999996,9.07,9.6920000000000019,11.225,9.7110000000000003,7.3780000000000001,6.6,5.8659999999999997,6.6570000000000009,7.2159999999999993,5.8030000000000008,5.18,5.8229999999999995,5.2670000000000003,5.8179999999999996,4.7309999999999999,3.7950000000000004,5.125,5.37,4.8059999999999992,5.7780000000000005,6.1710000000000003,4.9860000000000007,5.7569999999999997,4.9349999999999996,4.3759999999999994,4.5260000000000007,4.6710000000000003,3.9659999999999997,3.9319999999999999,3.9609999999999999,3.8549999999999995,3.3069999999999999,2.2710000000000004,2.3400000000000003,2.6710000000000003,2.7019999999999995,2.3149999999999999,2.9200000000000004,2.4889999999999999,2.3809999999999998,2.2069999999999999,2.2960000000000003,1.645,0.94000000000000006,1.246,2.121,2.7850000000000001,3.3299999999999996,2.8,2.8560000000000003,2.2749999999999999,1.6719999999999999,1.026,0.83100000000000007,1.2450000000000001,1.407,1.5970000000000002,1.3530000000000002,1.4900000000000002,1.1599999999999999,1.3850000000000002,2.177,2.2500000000000004,1.6859999999999999,0.83700000000000008,0.89499999999999991,0.84499999999999975,1,0.92000000000000015,0.40599999999999986,0.80999999999999994,1.0710000000000002,1.0450000000000002,0.57100000000000006,1.4149999999999998,1.1309999999999998,1.4959999999999998,1.1119999999999999,0.81499999999999984,1.0559999999999998,1.1349999999999998,0.96000000000000019,1.1549999999999998,1.625,1.4999999999999998,1.1560000000000001,0.85,0.33099999999999985,0.8859999999999999,0.82499999999999984,0.53,1.2810000000000001,1.4659999999999997,0.91299999999999992,1.0150000000000001,1.9359999999999999,1.7259999999999998,1.996,1.3299999999999996,1.151,0.80599999999999983,0.78499999999999992,1.1720000000000002,1.9409999999999996,2.4710000000000001,2.1360000000000001,1.7710000000000001,2.056,1.2350000000000001,1.1359999999999997,0.94500000000000006,1.7159999999999997,1.5050000000000001,2.5950000000000002,3.1560000000000001,2.9609999999999999,2.1309999999999993,2.9050000000000002,3.07,3.5609999999999999,4,4.2460000000000004,6.4859999999999998,6.1510000000000007,7.3,6.34,5.1760000000000002,6.0860000000000003,4.7249999999999996,3.6159999999999997,4.3929999999999998,5.8620000000000001,5.0359999999999996,4.25,4.78,4.8719999999999999,4.7059999999999995,4.4799999999999995,6.8879999999999999,7.4270000000000014,7.7670000000000012,8.8870000000000005,8.375,6.5230000000000006,7.1070000000000011,7.0560000000000018,7.26,7.6649999999999991,8.3759999999999994,9.7029999999999994,8.5399999999999991,8.2609999999999992,9.2829999999999995,9.9450000000000021,10.306000000000001,11.176,10.671000000000001,11.412000000000001,10.178000000000001,10.401000000000002,12.071,12.802000000000001,12.404999999999998,10.885000000000002,11.116,12.578999999999999,13.221,13.772,13.502999999999997,12.616999999999999,12.312000000000001,13.456999999999999,13.452000000000002,13.712,12.431000000000001,13.143000000000001,12.934999999999999,13.058999999999997,14.141999999999999,14.121,15.017000000000001,14.450999999999999,15.086000000000002,14.011000000000001,13.620000000000001,15.057999999999998,16.464999999999996,16.46,16.301000000000002,17.149999999999999,18.764000000000003,18.831,18.579999999999998,18.779,18.826000000000001,16.509,18.142000000000003,20.704999999999998,20.966000000000001,19.568999999999996,19.134,20.860999999999997,20.529,20.048000000000002,20.774000000000001,22.003999999999998,22.276000000000003,22.859000000000002,23.341000000000001,24.492000000000001,26.228999999999996,23.846000000000004,23.561,22.423999999999999,23.411000000000001,24.115000000000002,24.633999999999997,24.266999999999999,24.05,23.919000000000004,24.387999999999998,22.78,23.235000000000003,24.009,22.634999999999998,22.209999999999997,21.134000000000004,22.249000000000002,24.908999999999999,25.527999999999999,25.804000000000002,25.024000000000004]
["Atikokan Hydro Inc. (Atikokan)","Atikokan",34.445000000000007,36.668999999999997,33.39,33.539000000000001,31.027999999999999,30.125,28.808,30.073,31.920999999999999,28.971000000000004,27.224,33.043999999999997,35.158000000000001,35.978000000000009,32.229999999999997,31.625000000000007,34.336999999999996,35.69,37.370999999999995,37.814999999999998,36.094000000000001,34.008000000000003,32.786999999999999,31.059000000000005,32.323,30.749000000000002,31.844999999999999,32.304000000000002,33.009,35.834999999999994,34.489999999999995,36.340000000000003,36.143999999999998,35.183999999999997,35.029000000000003,33.4,32.884,33.552999999999997,33.753999999999998,34.594000000000008,34.61,34.709999999999994,34.447999999999993,32.482000000000006,34.133000000000003,32.064,30.308,30.370999999999999,32.239000000000004,32.120000000000005,29.920000000000005,30.985000000000003,31.934000000000005,29.749000000000002,29.118999999999993,32.14,32.929999999999993,32.978999999999999,30.904000000000003,28.343333333333334,32.328999999999994,31.382999999999999,31.544,31.058,30.370000000000005,25.635000000000002,27.643999999999998,25.43,22.265999999999998,20.657000000000004,20.984999999999999,21.853999999999999,18.814999999999998,18.162000000000003,20.68,21.279,20.009999999999998,19.849,22.159000000000002,22.360000000000003,20.448,21.461999999999996,22.457000000000001,21.878999999999998,23.774000000000001,23.661999999999999,22.398,21.67,18.895000000000003,16.059999999999999,17.684000000000001,18.725000000000001,18.526,19.903000000000002,20.511999999999997,20.565000000000001,18.821000000000002,17.844000000000001,18.75,18.646999999999998,18.344999999999999,17.155999999999999,15.308000000000002,15.76,15.530000000000005,13.388000000000002,14.62,15.135999999999999,15.8,15.491999999999999,14.779000000000002,13.787000000000001,14.340999999999999,13.366,13.069999999999999,13.727,13.415000000000001,13.671000000000001,11.932,11.238999999999999,10.340999999999998,11.795999999999999,10.965000000000002,11.482000000000001,11.462,9.381000000000002,8.1159999999999997,8.2050000000000001,10.436,10.038,8.67,9.4870000000000001,10.814000000000002,11.042000000000002,10.036,9.8259999999999987,9.3420000000000005,7.214999999999999,6.5009999999999994,6.9420000000000002,6.4129999999999994,6.7810000000000006,4.6070000000000002,3.6109999999999998,4.5269999999999992,4.7600000000000007,6.2069999999999999,6.4429999999999996,4.3800000000000008,3.7069999999999999,5.0810000000000004,5.3250000000000002,5.75,6.1950000000000003,4.4459999999999997,4.37,4.8609999999999998,4.5759999999999996,4.1150000000000002,4.766,4.4950000000000001,4.117,4.0599999999999996,3.9259999999999997,2.3210000000000002,2.7,2.7399999999999993,1.9509999999999998,2.206,2.0550000000000002,3.0249999999999999,2.2619999999999996,2.2849999999999997,1.7249999999999992,0.93199999999999983,1.0399999999999998,0.751,0.46999999999999975,1.1809999999999996,2.6160000000000005,2.008,2.7809999999999997,2.1719999999999997,1.766,1.31,0.92099999999999971,0.36500000000000005,0.80099999999999993,1.25,1.5,0.91799999999999959,0.81500000000000017,1.1400000000000001,2.0550000000000002,2.5099999999999998,1.7609999999999999,1.468,1.47,0.76999999999999991,0.7350000000000001,1.1099999999999997,1.196,0.86199999999999977,0.37599999999999978,1.2570000000000001,0.61,0.58999999999999986,0.91499999999999981,1.2349999999999997,0.90500000000000025,0.83500000000000019,0.6509999999999998,0.74600000000000011,0.94100000000000006,0.99099999999999999,1.5159999999999996,3.3299999999999996,3.750999999999999,3.5950000000000002,3.5,0.77499999999999969,1.5509999999999999,1.6209999999999998,0.96800000000000019,1.1410000000000002,1.571,1.2850000000000001,1.2099999999999997,2.0799999999999996,2.6709999999999998,3.181,3.3980000000000006,2.5959999999999996,1.9659999999999997,0.86,1.4600000000000002,2.1199999999999997,2.5510000000000002,2.35,1.641,2.1910000000000003,1.8219999999999998,2.0409999999999995,1.7399999999999998,2.06,2.306,2.9449999999999994,3.4609999999999999,3.9609999999999999,3.0070000000000001,3.4489999999999994,4.4959999999999996,5.0609999999999991,5.1709999999999994,5.0710000000000006,5.8110000000000017,6.5810000000000004,8.1039999999999992,8.3510000000000009,6.1869999999999994,6.9959999999999996,6.2319999999999993,4.7700000000000005,6.7279999999999998,6.5409999999999995,8.3570000000000011,7.3970000000000002,7.895999999999999,6.0410000000000004,5.6770000000000005,5.1370000000000005,7.5609999999999999,8.2460000000000004,7.8960000000000008,9.282,8.9959999999999987,8.7289999999999992,8.8710000000000004,9.7059999999999995,10.211,10.816000000000001,9.5459999999999994,11.254999999999999,9.9659999999999993,9.1479999999999997,10.290000000000001,12.251000000000001,12.370999999999999,12.284999999999998,12.871000000000004,13.451999999999998,12.656000000000001,12.481000000000002,13.534000000000001,14.965,12.906000000000001,13.893000000000001,13.696999999999999,14.487,15.045999999999998,15.741,17.25,16.371000000000002,14.764999999999997,15.63,16.29,16.187000000000001,14.922000000000001,14.705999999999998,14.888999999999999,14.556999999999999,15.722,16.707000000000001,17.207000000000001,16.764000000000003,18.309999999999995,18.068999999999999,17.672999999999998,19.268000000000001,20.020000000000003,20.869999999999997,20.472000000000001,22.198,21.838999999999999,24.74,25.113,23.873000000000001,22.942999999999994,22.749000000000006,23.114000000000001,26.689,27.449000000000002,24.863999999999997,25.114000000000001,25.536999999999999,26.446999999999996,24.43,26.844000000000001,28.303999999999995,28.317,30.284999999999997,30.732999999999997,32.143999999999998,33.012999999999998,33.173000000000002,33.049999999999997,33.003999999999998,31.401999999999997,31.682999999999993,33.144999999999996,33.778000000000006,33.124000000000002,31.778999999999996,29.009000000000004,26.925000000000001,26.643999999999998,28.001999999999999,27.169999999999998,28.944000000000006,27.707000000000004,26.755000000000003,29.874000000000002,31.577000000000005,33.061000000000007,33.707000000000008,34.679000000000002]
["Bluewater Power Distribution Corporation (Sarnia, Point Edward, Petrolia, Alvinston, Oil Springs and Watford)","Sarnia",20.748999999999999,23.080999999999996,23.783999999999999,21.380000000000003,21.756999999999998,20.658999999999999,21.233000000000001,21.07,21.714000000000002,21.917999999999999,19.859999999999996,19.329999999999998,21.635000000000002,23.658999999999999,22.774000000000001,23.094000000000001,22.725000000000001,22.268000000000001,22.693999999999999,26.445,27.35,25.699000000000002,24.157999999999998,24.901000000000003,24.148999999999997,23.899000000000001,23.533000000000001,23.442,22.250000000000004,23.068000000000001,22.832999999999998,21.145,23.750000000000004,23.539000000000001,25.042999999999999,25.398000000000003,23.434000000000001,21.798000000000002,22.634,23.669999999999998,24.597999999999999,25.086999999999996,24.929000000000002,24.183999999999997,23.552,25.258000000000003,24.649000000000001,23.560000000000002,22.056000000000004,21.837,21.792999999999999,21.918999999999997,22.18,24.244000000000003,23.603999999999999,22.366000000000003,22.071000000000002,21.21,22.443999999999999,18.783333333333335,21.967999999999996,23.238999999999997,22.859000000000002,22.484999999999999,22.168000000000003,21.643999999999998,18.588999999999999,17.225000000000001,16.945,14.360999999999999,14.456999999999999,16.449000000000002,15.791999999999998,13.717000000000002,14.745000000000001,15.219999999999999,14.951000000000002,13.330000000000002,15.044999999999998,16.488999999999997,15.34,15.491,17.268999999999998,17.13,16.306999999999999,16.669,15.825999999999999,15.355,16.508000000000003,15.494,11.988,10.792,12.462,13.295999999999998,13.404000000000002,14.901000000000002,14.293000000000001,13.63,13.078999999999999,13.568999999999999,11.83,10.751999999999999,13.004,11.725,11.843,10.615999999999998,9.770999999999999,10.206999999999999,8.73,9.7360000000000007,9.2970000000000006,9.1979999999999986,10.258000000000001,10.407999999999999,9.8169999999999984,8.1059999999999999,9.4310000000000009,8.8709999999999987,10.022000000000002,9.4310000000000009,7.971000000000001,6.2770000000000001,5.2759999999999998,5.0630000000000006,6.1420000000000003,6.9079999999999995,7.1910000000000007,5.6259999999999994,4.9450000000000003,6.1159999999999997,7.4270000000000014,5.5649999999999995,6.0760000000000005,6.4610000000000003,6.6650000000000009,5.4409999999999981,7.831999999999999,7.3409999999999993,5.214999999999999,3.6960000000000002,4.4099999999999993,3.4710000000000001,5.0950000000000006,3.9559999999999995,4.1559999999999997,3.2049999999999996,2.9159999999999999,2.8319999999999999,2.5169999999999999,1.2250000000000001,1.0429999999999997,2.7559999999999993,1.875,2.786,2.8809999999999998,2.5960000000000001,2.79,3.1350000000000002,2.2000000000000002,2.1259999999999999,1.6200000000000003,1.3409999999999997,0.90700000000000003,1.5660000000000001,2.3899999999999997,2.2909999999999995,0.79,0.53599999999999992,0.57499999999999984,1.0310000000000001,1.3900000000000001,0.36099999999999993,0.1,0.35599999999999987,0.41999999999999976,1.4999999999999857E-2,0.43000000000000005,0.1710000000000001,0.18000000000000008,0.34100000000000003,0.77200000000000002,0.93599999999999972,1.0770000000000002,0.77099999999999991,0.79599999999999993,0.60099999999999976,0.18000000000000008,0,0.13000000000000006,0.41499999999999987,0.26999999999999991,0.15,0,0.05,0.24600000000000008,0,0.25999999999999995,0.36999999999999994,1.0999999999999944E-2,6.4999999999999863E-2,7.4999999999999997E-2,0.13000000000000006,0.05,0,0,0.46000000000000013,0.24100000000000002,0,6.0999999999999943E-2,0.50500000000000012,0.22500000000000001,0.14499999999999993,0,0,0,0,0.26099999999999995,0.46500000000000002,0.2,5.0999999999999802E-2,0.16999999999999993,4.4999999999999929E-2,0.32599999999999996,0.18999999999999986,0.10500000000000007,0.25499999999999973,0.54,0.38499999999999995,0.13000000000000006,0.14499999999999993,0.33099999999999985,0.60599999999999987,0.69100000000000006,0.13599999999999995,4.4999999999999929E-2,3.0000000000000072E-2,5.0000000000000712E-3,0.45,0.52500000000000002,0.54100000000000004,0.48999999999999988,1.9999999999999928E-2,0.47499999999999998,0.64499999999999991,0.5109999999999999,0.52500000000000002,0.42999999999999988,0.62099999999999989,1.2959999999999998,1.2449999999999997,0.38599999999999995,0.63100000000000001,0.83599999999999997,0.97099999999999975,1.1709999999999996,1.69,2.5499999999999998,2.6139999999999999,3.9559999999999995,3.8929999999999998,3.0059999999999993,2.7610000000000001,2.8109999999999995,2.0669999999999997,1.54,3.3259999999999996,2.8759999999999999,2.9460000000000002,2.165,2.6749999999999998,2.8519999999999999,2.9479999999999995,2.7610000000000001,4.5269999999999992,5.214999999999999,4.9149999999999991,4.4749999999999996,4.92,4.7260000000000009,4.3100000000000005,4.87,5.141,4.9710000000000001,6.9,6.5100000000000007,6.2320000000000002,6.0909999999999993,6.5470000000000015,6.3849999999999998,6.69,6.5980000000000008,7.76,8.02,6.5969999999999995,7.3579999999999997,8.5809999999999995,8.7110000000000021,7.4319999999999995,7.7750000000000004,8.1810000000000009,9.4820000000000011,9.8219999999999992,10.246,9.8320000000000007,9.0710000000000015,10.66,11.186,10.581,11.051,10.066000000000001,10.609,11.087999999999999,11.811999999999999,11.600000000000001,11.957000000000001,11.8,12.157000000000002,12.372,11.576000000000001,12.081999999999999,13.822999999999999,13.497,13.788999999999998,14.875,14.85,15.853,16.172000000000001,16.845000000000002,16.135999999999999,15.002000000000001,15.008000000000001,16.248999999999999,17.734999999999999,15.934999999999999,15.24,16.450999999999997,16.505999999999997,15.955000000000002,15.959999999999999,18.398999999999997,19.459,19.934000000000001,19.250999999999998,18.16,20.448,20.292999999999999,19.711000000000002,18.769999999999996,17.884999999999998,19.860000000000003,20.869,20.140999999999998,21.516999999999999,20.779999999999998,20.355999999999998,18.884000000000004,18.173999999999999,18.565000000000001,18.365000000000002,18.984000000000002,17.903999999999996,17.135000000000002,19.692,19.373999999999999,20.762999999999998,19.680999999999997]
["Brantford Power Inc. (Brantford)","Brantford",21.38,24.462000000000003,24.923000000000002,22.279,21.612000000000002,21.268999999999998,21.790000000000003,22.044999999999998,22.673000000000002,23.086000000000002,20.599999999999998,20.073999999999998,21.345000000000002,24.040000000000003,23.248000000000001,23.873000000000001,22.829000000000001,22.113000000000003,23.45,27.189,27.841999999999995,25.812999999999999,25.146999999999998,25.814999999999998,25.017999999999997,24.708000000000006,23.798999999999999,24.053999999999995,23.876000000000001,23.805,23.578999999999994,21.433999999999997,24.252000000000002,24.243000000000002,25.103999999999999,25.439,24.59,23.524999999999999,24.123999999999999,24.422000000000001,25.519000000000002,25.608999999999998,25.470000000000006,26.24,24.898000000000003,26.464000000000006,25.229000000000003,23.948999999999998,22.909000000000002,23.292999999999999,23.479999999999997,22.658999999999999,22.125999999999998,24.119999999999997,23.27,23.267000000000003,23.144000000000002,22.839000000000002,22.931999999999999,19.536666666666665,22.295000000000002,23.786000000000001,23.016999999999999,23.053000000000001,23.614999999999998,22.814,19.190000000000005,18.315000000000001,18.485999999999997,16.253999999999998,15.215999999999999,17.66,17.782,15.645,15.391,16.032000000000004,16.71,15.052000000000001,16.035,17.312000000000001,16.715,16.033999999999999,17.824000000000005,18.704000000000001,17.060000000000002,17.384999999999998,16.338999999999995,15.485999999999999,16.518999999999998,15.725999999999999,13.271999999999997,12.180999999999999,13.005000000000001,14.257,14.708000000000002,16.091000000000001,15.444999999999999,13.665000000000001,13.666,13.387,12.555999999999999,12.196,12.413,12.181000000000001,11.453999999999997,11.100999999999999,9.5640000000000001,10.307000000000002,8.3659999999999997,9.7809999999999988,9.1310000000000002,9.6219999999999999,10.151,9.5760000000000005,10.092000000000001,9.9400000000000013,10.180999999999999,8.745000000000001,9.9469999999999992,9.9610000000000021,8.3929999999999989,7.3260000000000005,6.9819999999999993,5.7119999999999997,6.1020000000000003,6.1360000000000001,6.322000000000001,5.8250000000000011,5.056,4.7759999999999989,5.36,6.1609999999999996,6.1020000000000003,5.5459999999999994,6.0299999999999994,5.6520000000000001,6.6370000000000005,7.5820000000000007,6.7370000000000001,4.9119999999999999,3.7109999999999999,2.9839999999999995,3.746,2.87,2.2459999999999996,2.75,1.8699999999999999,2.3570000000000002,2.681,1.2950000000000002,1.2899999999999998,2.6699999999999995,2.2359999999999998,2.2049999999999996,2.6970000000000001,3.036,2.2400000000000002,2.6310000000000002,2.1459999999999999,2.4160000000000004,1.7660000000000005,1.2619999999999998,0.44499999999999973,0.80499999999999972,1.5759999999999998,1.3949999999999998,0.78599999999999992,6.0999999999999943E-2,0.54599999999999993,0.91699999999999982,0.78599999999999959,0.69199999999999984,3.9999999999999855E-2,0.18599999999999994,0.37999999999999989,5.0000000000000712E-3,0.23999999999999985,1.4999999999999857E-2,0.32500000000000001,0.501,0.44099999999999984,0.82299999999999973,0.86599999999999966,0.74099999999999988,0.54100000000000004,0.75699999999999967,0.10999999999999979,3.5999999999999942E-2,0.21500000000000002,0.18999999999999986,8.0999999999999878E-2,0.13999999999999985,0,0.18000000000000008,0.30500000000000005,0.25,0.15599999999999986,0.34499999999999992,0.45500000000000007,0.27500000000000002,0.25999999999999979,9.4999999999999932E-2,6.4999999999999863E-2,8.0999999999999878E-2,0,0.15499999999999972,0.25,0.1,0,0.31499999999999984,0.39100000000000001,6.4999999999999863E-2,0,0,0,1.4999999999999857E-2,6.4999999999999863E-2,0.53499999999999981,0.28099999999999986,0.2759999999999998,0.37699999999999995,0.10500000000000007,0.72599999999999998,0.35,0.16999999999999993,0.42699999999999994,0.77600000000000002,0.58000000000000007,0.41500000000000004,8.6999999999999744E-2,0.64099999999999979,0.68099999999999983,0.62099999999999977,0.4,0.21000000000000013,0,6.6000000000000017E-2,0.31499999999999984,0.76500000000000001,0.92599999999999993,0.7609999999999999,0.43199999999999966,0.41500000000000004,0.36999999999999994,0.42099999999999971,0.27600000000000013,0.48499999999999999,0.63000000000000012,1.2950000000000002,1.7250000000000001,1.1099999999999999,1.2060000000000002,1.5,1.5209999999999999,2.1509999999999998,2.3049999999999997,2.585,3.371,4.6930000000000005,5.1920000000000002,3.6759999999999997,3.5410000000000004,3.8309999999999995,2.3569999999999998,1.8210000000000002,3.3820000000000001,3.6469999999999998,3.0069999999999992,3.1949999999999994,3.0509999999999997,3.4560000000000004,2.5049999999999999,3.7649999999999997,4.3769999999999998,5.5710000000000006,5.9709999999999992,5.3259999999999996,5.5209999999999999,5.5269999999999992,5.1100000000000012,5.6660000000000013,6.2099999999999991,6.6330000000000009,7.2760000000000007,7.8249999999999984,7.6050000000000013,7.1560000000000006,7.33,7.8599999999999994,7.5060000000000002,7.9210000000000012,8.9259999999999984,9.1119999999999983,7.4509999999999987,8.27,9.9410000000000025,10.096,9.2560000000000002,9.0730000000000004,10.059999999999999,11.53,11.346,11.876000000000001,11.495999999999999,10.921000000000001,11.796000000000001,11.946999999999999,11.602,11.601000000000001,11.750999999999999,11.720999999999998,12.106,12.808000000000002,12.483999999999998,13.098000000000003,12.746999999999998,12.958000000000002,13.472,11.620000000000001,12.731,14.130999999999997,14.641,14.894,15.041000000000002,16.050999999999998,17.056999999999999,16.404,17.470000000000002,16.632000000000001,15.121,14.793000000000001,16.414000000000001,18.747999999999998,16.670999999999999,15.812999999999997,16.920999999999999,16.786000000000001,16.27,17.105000000000004,18.776999999999997,19.838999999999999,20.381999999999998,20.499000000000002,18.738,20.490000000000002,20.808,20.456000000000003,20.168999999999997,18.824000000000002,20.212,21.508999999999997,20.723999999999997,21.79,21.538000000000004,21.323,19.321000000000005,18.896000000000001,19.11,19.131,19.427999999999997,19.062999999999999,17.598999999999997,19.598000000000003,20.648000000000003,21.195,20.516999999999999]
["Burlington Hydro Inc. (Burlington)","Burlington",19.07,22.064,22.827000000000002,20.393999999999998,19.465,18.865999999999996,19.899999999999999,19.873000000000001,19.872999999999998,20.589999999999996,18.690000000000001,18.128999999999998,19.664999999999999,21.224,21.005000000000003,21.529000000000003,20.589999999999996,20.030999999999999,21.574000000000002,24.631,25.606999999999999,23.532000000000004,23.056000000000001,23.65,23.199000000000005,22.500999999999998,21.489000000000004,22.227000000000004,22.068999999999999,21.706,21.276,19.623000000000005,21.548000000000005,21.560000000000002,22.725000000000001,22.860000000000003,22.34,21.669,22.382999999999996,22.23,23.005000000000003,23.703999999999997,23.064,23.990000000000002,22.686,23.963999999999999,22.723999999999997,21.655999999999999,20.453000000000003,20.869999999999997,21.435000000000002,20.460999999999999,20.473000000000003,21.808999999999997,21.137,20.922999999999998,21.223999999999997,20.788000000000004,20.922000000000004,17.703333333333333,20.774000000000001,21.609000000000002,20.695999999999998,21.018999999999998,21.193000000000001,20.146000000000001,17.38,16.957999999999998,16.904,14.860999999999999,13.891000000000002,15.936000000000002,16.383999999999997,14.306000000000001,15.361000000000001,15.575000000000003,15.459999999999999,14.119000000000003,15.059999999999999,16.936,15.885,15.598999999999998,17.335000000000001,17.417000000000002,15.454000000000002,16.345000000000002,16.273999999999997,14.062000000000003,14.922000000000002,14.262,12.908000000000001,12.901,12.262,13.943000000000001,12.856,14.579999999999998,14.654999999999998,13.649000000000001,13.112,12.525,12.14,11.417,11.821,11.250999999999999,10.874999999999998,11.311000000000003,9.3189999999999991,9.770999999999999,8.2110000000000003,9.7560000000000002,9.8099999999999987,9.3689999999999998,9.6149999999999984,9.2080000000000002,10.487,10.375999999999998,9.9599999999999991,8.9350000000000005,9.1759999999999984,9.5350000000000019,9.7910000000000004,7.7019999999999982,7.4580000000000002,6.5149999999999988,5.9809999999999999,6.3520000000000003,7.2080000000000011,7.7110000000000003,5.8460000000000001,5.4350000000000005,5.6609999999999996,6.2899999999999991,6.9870000000000001,6.5489999999999995,5.9350000000000005,6.0069999999999997,5.65,7.6440000000000001,6.7369999999999992,4.3409999999999993,3.5909999999999997,4.0359999999999996,3.85,3.9099999999999993,2.2999999999999998,2.4609999999999999,2.4820000000000002,2.5300000000000002,2.6449999999999996,3.9819999999999993,3.056,4.1210000000000004,4.45,3.8109999999999999,3.9950000000000001,3.1070000000000002,2.2600000000000002,1.716,1.825,1.7749999999999999,1.3749999999999998,1.6269999999999996,1.05,1.3719999999999999,1.73,3.371,2.7869999999999999,2.5499999999999998,2.2349999999999999,0.7649999999999999,1.0669999999999997,0.93599999999999994,0.21000000000000013,8.5999999999999938E-2,0.34099999999999964,0,3.9999999999999855E-2,1.4999999999999857E-2,0.24000000000000005,0.4,0.2,0.47099999999999992,0.1759999999999998,0.11099999999999995,0.39100000000000001,0.12999999999999973,3.5999999999999942E-2,1.4999999999999857E-2,0.1,9.6000000000000085E-2,9.4999999999999932E-2,0.25999999999999995,5.500000000000007E-2,1.0999999999999944E-2,1.4999999999999857E-2,2.1000000000000085E-2,0.20099999999999979,9.1000000000000011E-2,1.9999999999999928E-2,0.25600000000000006,0.18000000000000008,0.21099999999999994,0.18599999999999994,0.14499999999999993,0,6.9999999999999923E-2,0,0,0,3.5999999999999942E-2,5.500000000000007E-2,0,0,0,0,0,0,0,0,0.12100000000000008,2.1000000000000085E-2,3.0000000000000072E-2,0.3,0,0,0.17499999999999999,0.3349999999999998,0.05,0,9.4999999999999932E-2,0.30099999999999982,0.41,0.13000000000000006,0.16499999999999987,1.0999999999999944E-2,0,0,7.1999999999999884E-2,8.5999999999999938E-2,0.16499999999999987,3.9999999999999855E-2,6.4999999999999863E-2,0.19499999999999992,0.11099999999999995,0.10500000000000007,8.5000000000000145E-2,0,0.28499999999999998,0.67500000000000004,0.50499999999999967,0.25100000000000017,0.27600000000000013,0.62999999999999956,0.64099999999999979,1.0969999999999995,1.2310000000000001,1.4749999999999999,1.6859999999999995,2.8529999999999998,3.1799999999999993,2.411,2.4049999999999998,2.5409999999999999,1.3009999999999999,0.74500000000000011,2.117,2.194,2.2999999999999998,2.1730000000000005,2.0259999999999998,1.9629999999999999,1.7870000000000001,2.2160000000000002,2.7810000000000001,4.0870000000000006,4.7259999999999991,4.0299999999999994,4.3869999999999996,4.2609999999999992,3.9419999999999993,3.6159999999999997,3.78,4.8,5.261000000000001,5.8079999999999998,6.3010000000000002,5.2799999999999994,5.4450000000000003,5.8249999999999984,5.9619999999999989,6.4829999999999997,7.1470000000000002,7.1670000000000016,5.3720000000000008,7.0299999999999994,8.2609999999999992,8.7910000000000004,7.8109999999999982,7.5900000000000007,8.2319999999999993,9.3810000000000002,9.2119999999999997,9.9610000000000003,9.3010000000000002,9.0060000000000002,9.5169999999999995,10.127000000000001,9.6070000000000011,10.23,10.010999999999999,10.282,10.199999999999999,11.305999999999999,10.935,11.841000000000001,11.351000000000003,11.703999999999999,11.862000000000002,10.657999999999999,10.317000000000002,12.126999999999999,13.034000000000001,13.144,13.066000000000003,14.030000000000001,15.387,14.424000000000001,15.086000000000002,14.799999999999997,13.241000000000003,12.800999999999998,13.641,16.390999999999998,15.196999999999999,14.158000000000001,15.216000000000003,14.77,14.381,15.062999999999999,16.506000000000004,17.674999999999997,18.159999999999997,18.053999999999995,17.015999999999998,18.273999999999997,18.433999999999997,17.911000000000001,18.053999999999998,16.759999999999998,18.341000000000001,19.643000000000001,18.623000000000001,19.370999999999999,19.024000000000001,18.878000000000004,17.645,17.375,17.800999999999998,17.005000000000003,17.149999999999999,17.151000000000003,16.059999999999999,17.514000000000003,18.383000000000003,19.130000000000003,18.430999999999997]
["Canadian Niagara Power Co. Ltd. (Fort Erie and Port Colborne)","Fort Erie",17.715,20.550999999999998,20.863999999999997,18.969000000000001,18.355,17.948,19.655999999999999,19.538999999999998,19.029,19.466999999999999,18.110999999999997,18.634999999999998,20.356000000000002,20.965,20.006999999999998,20.402999999999999,19.482000000000003,19.690000000000001,21.455000000000002,24.66,24.064,22.650000000000002,22.47,21.638999999999999,20.810000000000002,21.128,20.405999999999999,22.231000000000002,20.814,22.074999999999999,20.994,19.849,20.448,19.419,20.345000000000002,20.595000000000002,20.974,20.593999999999998,21.249000000000002,20.98,22.545000000000002,23.774000000000001,22.624000000000002,23.179000000000002,22.752999999999997,23.568999999999999,22.143999999999998,20.250999999999998,20.168999999999997,21.355,21.064,20.701000000000001,20.843,22.178999999999998,21.144000000000002,20.984000000000002,21.395,20.495000000000001,20.693000000000001,19.57,19.256,18.798999999999999,18.445,19.224999999999998,20.73,21.349,19.727999999999998,19.452999999999999,18.714999999999996,17.192,17.05,16.25,15.911000000000001,16.05,15.974,17.245000000000001,16.536000000000001,16.012,16.636000000000003,15.946000000000002,16.16,17.764999999999997,18.496000000000002,18.393999999999998,17.815000000000001,18.03,17.891999999999999,18.161999999999999,18.137,16.502000000000002,16.41,15.335999999999999,15.434999999999999,14.627000000000001,15.896000000000001,17.013000000000002,15.986000000000001,15.851999999999999,14.754999999999999,15.594000000000003,15.610000000000003,14.936000000000002,14.940999999999999,14.931000000000001,15.309999999999999,15.356999999999999,14.456999999999999,15.325999999999999,14.812000000000001,13.635000000000002,14.061000000000002,14.336000000000002,14.471,14.237,13.91,13.77,13.005000000000001,13.727,14.462999999999999,14.871,13.419999999999998,12.84,12.76,12.841000000000003,13.944999999999999,13.294999999999998,13.175999999999998,13.310000000000002,13.511000000000001,13.080000000000002,13.446000000000002,13,13.98,14.712999999999999,13.52,13.135,13.23,12.74,13.675000000000001,14.125999999999999,14.261000000000001,13.77,12.867000000000001,12.725,12.026,11.875,11.635999999999999,11.906000000000001,12.450999999999999,11.875,11.084999999999999,11.925000000000001,12.115,11.77,11.324999999999999,10.950999999999999,11.34,12.28,11.286000000000001,11.430000000000001,11.760000000000002,11.376999999999999,11.286000000000001,9,9.23,9.58,9.1699999999999982,9.1310000000000002,9.6,9.5350000000000001,9.5650000000000013,9.4049999999999994,7.2,7.4109999999999996,7.6460000000000008,9.1960000000000015,9,9,7.4249999999999998,7.57,7.5670000000000002,7.5750000000000002,7.7849999999999993,7.7670000000000003,7.3,7.3549999999999995,7.2610000000000001,7.2,7.2,7.2150000000000007,7.2,7.2110000000000003,7.2,7.24,7.25,7.2,7.3510000000000009,7.3360000000000003,5.5250000000000004,5.4,5.4,5.4649999999999999,5.4,5.4,5.4,5.5549999999999997,5.4109999999999996,5.4,5.4,3.85,3.9359999999999999,3.6,3.6,3.6,3.6,3.6,3.6749999999999998,3.7649999999999997,5.4049999999999994,5.4359999999999999,5.42,5.4,5.6859999999999999,5.4969999999999999,5.4,5.58,5.665,5.5600000000000005,5.4,3.6,3.9249999999999998,3.8969999999999998,3.8099999999999996,3.6399999999999997,3.65,3.6149999999999998,3.625,3.8759999999999999,3.726,3.8819999999999992,3.7309999999999994,3.6450000000000005,3.9299999999999997,3.9299999999999997,3.84,3.6109999999999998,3.6549999999999998,3.8200000000000003,4.3950000000000005,4.415,3.8860000000000001,3.7409999999999997,4.33,4.25,4.3709999999999996,4.4509999999999996,4.82,5.1350000000000007,6.3260000000000005,6.7050000000000001,5.6219999999999999,4.8150000000000004,4.915,4.7349999999999994,4.367,4.7409999999999997,4.806,4.9009999999999998,5.2799999999999994,5.2949999999999999,2.9299999999999997,3.0960000000000001,4.13,4.6829999999999998,5.9109999999999996,6.1879999999999997,5.8260000000000005,5.8100000000000005,5.9279999999999999,4.8199999999999985,4.4850000000000003,4.8920000000000003,5.37,6.8670000000000018,6.181,6.2859999999999996,5.8389999999999995,7.577,7.4069999999999983,7.3270000000000008,7.8009999999999993,8.5809999999999995,8.2759999999999998,7.0510000000000002,8.0960000000000001,10.009999999999998,9.2200000000000024,8.6500000000000021,8.8099999999999987,9.2350000000000012,9.8309999999999995,9.98,10.847000000000001,10.227,9.4809999999999999,10.431000000000001,10.557,10.147000000000002,10.282999999999999,9.907,9.9660000000000011,10.311,10.650000000000002,10.992000000000001,11.827000000000002,12.02,12.401000000000002,11.605,10.347,11.878000000000002,12.872000000000003,13.426999999999998,13.01,13.437000000000001,14.556000000000001,15.329999999999998,15.159000000000001,15.773999999999997,15.291999999999998,13.74,13.824999999999999,15.169999999999998,16.455999999999996,14.827000000000002,13.951999999999998,15.641,15.858000000000004,15.497,16.32,16.907000000000004,17.452000000000002,18.224999999999998,18.498999999999999,17.636000000000003,18.315999999999999,17.768000000000001,17.115000000000002,17.881,18.333000000000002,19.52,19.491,18.795000000000002,19.065000000000001,18.664999999999999,17.875999999999998,16.366,16.205000000000002,16.150000000000002,17.284000000000002,17.713999999999995,17.106000000000002,16.856000000000002,17.835000000000001,17.686,18.164000000000001,18.056000000000001]
["Centre Wellington Hydro Ltd. (Elora and Fergus)","Guelph",22.35,25.82,26.654000000000003,23.648999999999997,21.971999999999998,21.262,23.057000000000002,23.238,23.699000000000002,24.163999999999998,21.7,21.193999999999999,22.598999999999997,25.373999999999999,24.248000000000001,25.283999999999999,24.193000000000001,22.782,24.508999999999997,28.878000000000004,29.949000000000002,27.435000000000002,25.797999999999995,25.994,25.119999999999997,24.353999999999999,24.113999999999997,24.651999999999997,23.488000000000007,24.734999999999999,24.196999999999999,22.878999999999998,25.226999999999997,25.613999999999997,26.65,26.47,25.849,25.044,25.673000000000002,25.288000000000004,26.493999999999993,26.882999999999999,26.687000000000001,27.945,25.880000000000003,27.764999999999997,26.572999999999997,25.613999999999997,23.630000000000003,24.423000000000002,24.868000000000002,24.106000000000005,23.584,25.484999999999999,24.817999999999998,24.503999999999998,24.344000000000001,23.929000000000002,24.552999999999997,21.436666666666667,23.975000000000001,24.763999999999999,24.330000000000002,24.194000000000003,25.330000000000002,24.132999999999999,20.320999999999998,19.476000000000003,20.035999999999998,17.457999999999998,16.654999999999998,19.093,19.135999999999999,16.204999999999998,17.042000000000002,18.247,18.523999999999997,16.824999999999999,17.581000000000003,18.446000000000002,17.899999999999999,17.488999999999997,19.368000000000002,20.816000000000003,18.989000000000001,18.490000000000002,18.065999999999995,16.964000000000002,18.372000000000003,17.753999999999998,14.882,14.626999999999999,16.239000000000001,17.335999999999999,16.231999999999999,18.548999999999999,17.835000000000001,16.283000000000001,15.866,14.895,14.672000000000001,14.435999999999998,15.121,14.947999999999999,14.176999999999998,13.791000000000002,12.768000000000001,12.151,10.166,11.217000000000001,10.914999999999999,11.733000000000001,11.615999999999998,11.703999999999999,12.494999999999999,11.192,12.266000000000002,10.270999999999997,12.317,12.135999999999999,11.363000000000001,9.8870000000000005,9.3960000000000008,8.3960000000000008,8.8600000000000012,9.1859999999999982,8.9050000000000011,7.4470000000000001,6.5,6.0409999999999995,7.7949999999999999,7.7159999999999993,7.8649999999999975,7.3600000000000012,8.7750000000000004,7.6499999999999986,8.6210000000000004,10.038,8.5220000000000002,7.1650000000000009,6.4120000000000008,5.2859999999999996,5.7219999999999995,5.4509999999999987,5.5950000000000006,5.375,3.9509999999999996,4.7259999999999991,5.01,3.84,3.7149999999999999,5.1650000000000009,5.1820000000000004,5.0750000000000011,5.3800000000000008,5.1400000000000006,4.54,4.4700000000000006,4.266,3.8549999999999995,4.202,3.9659999999999997,2.65,3.6020000000000003,4.1349999999999998,3.9829999999999992,3.25,2.3969999999999998,2.9249999999999994,3.2310000000000003,3.87,3.746,2.4319999999999995,2.58,2.8259999999999996,2.3729999999999998,2.3159999999999998,2.37,2.286,2.4959999999999996,2.8619999999999997,3.5049999999999999,3.4629999999999996,2.9699999999999998,3.496,3.4410000000000003,2.3749999999999996,1.98,2.15,2.2000000000000002,2.4009999999999998,2.2450000000000001,2.21,2.4300000000000002,2.6119999999999997,0.82600000000000018,0.89100000000000001,0.92599999999999982,0.80999999999999994,0.5149999999999999,0.74500000000000011,0.44999999999999984,0.50599999999999989,0.40999999999999981,0.24100000000000002,0.68499999999999994,0.62099999999999989,0.42599999999999999,1.0999999999999944E-2,0.59099999999999997,0.92999999999999994,0.71699999999999986,0.66600000000000004,0.191,0.25999999999999979,0.3299999999999999,0.35499999999999987,1.02,0.97999999999999987,0.87499999999999978,0.97499999999999998,0.57999999999999985,1.1499999999999999,0.67999999999999972,0.65999999999999981,1.19,1.351,1.085,0.76700000000000002,0.96699999999999997,1.0409999999999999,1.3599999999999999,1.405,1.1099999999999999,1.0450000000000002,0.57599999999999985,0.69699999999999984,1.4449999999999998,1.2310000000000001,1.9519999999999995,1.8210000000000002,1.1099999999999999,1.0109999999999997,0.86599999999999999,1.0509999999999999,0.97499999999999998,0.92000000000000015,1.6499999999999997,2.3610000000000002,2.44,1.3399999999999999,1.8350000000000002,2.802,2.5650000000000004,3.5750000000000002,3.1619999999999999,4.3819999999999997,4.5670000000000002,6.3949999999999987,6.6560000000000006,5.2610000000000001,5.1099999999999994,5.3460000000000001,3.5769999999999995,3.4659999999999997,4.6620000000000008,5.4409999999999989,4.5369999999999999,4.2419999999999991,4.4959999999999996,5.0549999999999997,4.4720000000000004,4.8649999999999993,5.31,6.785000000000001,7.3170000000000002,6.7150000000000007,6.9759999999999991,7.0410000000000013,7.65,7.6209999999999996,8.0350000000000001,9.0169999999999995,9.7119999999999997,8.9600000000000009,9.2729999999999997,9.1359999999999992,8.7050000000000018,9.5259999999999998,8.9409999999999989,9.3659999999999997,10.406999999999998,10.776999999999999,10.010000000000002,10.935,12.007,11.961,11.157,10.595999999999998,12.179999999999998,12.269,12.052000000000001,12.699,12.725,11.956,13.295999999999998,13.616999999999999,13.234999999999999,13.227,13.38,13.135,13.081,13.98,13.170999999999998,14.481,13.372,12.456999999999999,14.940999999999999,13.887,14.575000000000003,15.641,15.760000000000002,15.190000000000001,15.879999999999999,16.562999999999999,18.249000000000002,18.143999999999998,18.705000000000002,18.045999999999999,15.888999999999999,15.259999999999996,17.175000000000004,19.561,18.286000000000001,17.045999999999999,18.177,17.701000000000001,17.080000000000002,17.974,19.610000000000003,20.825999999999997,21.261000000000003,21.267000000000003,20.283999999999999,21.92,21.939,21.542999999999999,21.538999999999998,20.084000000000003,21.091999999999999,22.593,21.982999999999997,22.624999999999996,22.665000000000003,22.294999999999998,20.904,20.213999999999995,20.350000000000001,20.106000000000002,20.504000000000001,19.955000000000005,18.234999999999999,20.145,21.205000000000002,22.563000000000002,21.524999999999999]
["Chapleau Public Utilities Corporation (Chapleau Township)","Chapleau",32.113,35.638999999999996,32.781999999999996,29.035000000000004,29.959999999999997,30.024000000000001,30.729000000000003,28.849,30.564,30.514000000000003,28.233999999999998,30.885000000000002,33.644999999999996,33.44,34.569000000000003,34.339999999999996,32.494,33.238,37.38000000000001,38.39,35.662999999999997,34.067999999999998,34.393999999999998,33.444000000000003,33.232999999999997,33.249000000000002,31.678999999999995,32.020000000000003,33.344999999999999,34.520000000000003,34.677999999999997,33.487999999999992,34.392999999999994,31.749000000000002,34.379000000000005,33.505000000000003,33.329000000000001,34.044000000000004,32.383000000000003,33.046999999999997,34.106000000000002,34.260000000000005,35.045000000000002,32.772999999999996,33.823999999999998,33.653999999999996,30.538,30.492000000000001,32.11,31.555,31.493000000000002,30.830000000000002,31.747999999999998,30.458000000000006,28.979000000000003,31.387999999999998,33.564999999999998,32.575000000000003,33.17,29.400000000000002,31.449000000000002,32.099000000000004,32.039000000000001,31.119,32.33,27.629999999999995,24.478999999999996,25.288999999999998,24.17,21.413999999999998,22.015000000000001,24.35,22.815000000000001,20.755000000000003,21.841000000000001,21.85,21.46,21.930999999999997,22.552999999999997,23.353000000000002,22.473999999999997,23.806000000000001,26.201000000000001,23.798999999999999,23.585999999999999,23.593,23.564999999999998,23.157000000000004,21.626000000000001,19.556000000000004,18.478999999999999,19.579000000000001,18.875,19.634999999999998,21.175000000000001,22.404,20.506,20.09,19.548999999999999,20.365000000000002,19.714000000000002,18.999999999999996,18.336999999999996,16.413999999999998,17.374999999999996,15.176999999999998,15.560000000000002,15.336000000000002,16.82,15.926999999999998,14.416,14.113999999999999,13.907,15.071000000000002,13.360999999999999,13.780000000000001,15.567999999999998,14.871999999999996,14.151,12.509,10.760999999999999,9.6010000000000009,11.190999999999999,10.157000000000002,10.321999999999999,10.232000000000001,9.4120000000000008,8.8919999999999995,8.94,11.146000000000001,10.465,9.772000000000002,10.587,9.3600000000000012,9.9850000000000012,10.520999999999999,11.032,9.8060000000000009,6.9219999999999997,7.7300000000000013,6.867,7.45,6.9320000000000004,4.9599999999999991,4.1150000000000002,5.806,5.5260000000000007,5.4410000000000007,4.9459999999999997,3.2959999999999994,5.0909999999999993,5.0149999999999997,4.8209999999999997,6.1149999999999993,5.8659999999999997,5.6,5.4399999999999995,5.3149999999999995,4.5049999999999999,4.016,5.0360000000000005,3.7659999999999996,3.0209999999999999,2.8159999999999998,3.1809999999999996,2.9369999999999994,1.7159999999999997,1.591,1.8859999999999999,2.226,2.9950000000000001,2.5659999999999998,1.9350000000000001,2.6059999999999994,1.9959999999999998,2.1910000000000003,1.7259999999999998,0.70500000000000029,0.86599999999999999,2.3600000000000003,2.7170000000000001,3.1410000000000005,2.8419999999999996,2.3750000000000004,2.2399999999999998,0.90599999999999992,0.72,0.875,1.6019999999999999,1.9149999999999998,2.0549999999999997,1.3059999999999998,1.4609999999999999,1.0149999999999999,2.1149999999999998,2.4749999999999996,3.04,1.5100000000000002,1.32,1.2419999999999998,1.31,1.4609999999999999,0.8600000000000001,0.40999999999999981,1.2909999999999999,1.1459999999999997,0.8899999999999999,0.91499999999999981,1.1250000000000002,1.1659999999999999,1.7259999999999998,1.345,1.1219999999999999,1.1159999999999999,1.3599999999999999,2.1309999999999998,1.69,2.3109999999999999,1.8460000000000001,1.7209999999999996,1.611,1.6850000000000001,1.5109999999999997,1.2199999999999995,1.6909999999999996,2.7599999999999993,2.0299999999999998,1.4810000000000001,1.8699999999999997,2.63,3.375,3.0710000000000002,2.4099999999999997,2.5270000000000001,2.15,1.1209999999999998,1.4459999999999997,2.742,3.4409999999999998,2.8849999999999993,2.5549999999999997,2.9859999999999998,2.137,2.7299999999999995,1.3929999999999998,1.9,2.4699999999999998,3.9099999999999993,4.5170000000000003,3.367,3.45,4.5260000000000007,4.7530000000000001,5.8259999999999996,4.8570000000000002,5.54,7.9300000000000015,8.0549999999999997,9.0010000000000012,7.8250000000000002,7.7219999999999995,8.4009999999999998,6.5110000000000001,5.7850000000000001,7.125,7.8620000000000019,7.7560000000000002,7.016,7.0710000000000006,6.1630000000000003,5.3899999999999988,6.4799999999999995,10.044999999999998,9.8010000000000002,9.7710000000000008,9.6050000000000004,9.5410000000000004,8.9400000000000013,10.264999999999999,10.351000000000001,9.6150000000000002,9.8950000000000014,9.8659999999999997,11.114000000000001,10.755999999999998,10.215,11.301,12.410999999999998,13.045999999999998,14.654,14.795000000000002,13.5,12.138,14.49,16.044999999999998,15.869,14.995999999999999,14.811000000000002,13.843,15.699000000000002,16.984999999999999,17.494000000000003,16.824999999999999,15.466999999999999,15.959,16.36,16.374999999999996,16.936,16.061,15.470999999999998,16.339999999999996,15.577999999999999,17.186,17.610999999999997,18.200000000000003,18.476000000000003,18.350999999999999,17.117000000000004,16.596,17.535999999999998,19.589000000000002,19.622000000000003,20.405999999999999,21.039000000000001,23.812999999999999,24.201000000000001,22.678999999999998,23.6,22.963999999999999,21.164999999999999,23.217000000000002,27.275000000000006,26.244000000000007,24.678999999999995,24.253999999999998,26.814999999999998,24.703999999999994,25.061,26.038999999999998,25.814999999999998,27.4,28.420999999999999,28.654000000000003,29.844999999999999,30.859000000000002,29.484000000000002,28.759000000000004,28.719000000000001,30.439,30.098999999999997,31.712,30.35,28.868000000000002,28.994999999999997,29.654000000000003,27.535000000000004,28.583999999999996,28.028000000000002,27.885000000000002,27.719000000000005,24.777999999999999,26.624000000000002,30.899000000000001,32.308999999999997,32.855000000000004,31.740000000000002]
["Collus PowerStream (Collingwood, Stayner, Creemore and Thornbury)","Collingwood",21.407777777777781,24.726666666666667,25.409999999999997,21.073333333333331,19.884444444444441,19.84,21.988888888888887,21.774444444444445,22.184444444444445,22.334444444444447,19.378888888888891,19.36,21.307777777777776,23.65,23.13666666666667,24.622222222222224,23.788888888888891,21.071111111111108,22.355555555555554,27.847777777777779,28.502222222222219,26.898888888888891,25.369999999999997,26.450000000000003,25.582222222222221,25.171111111111109,23.854444444444439,24.271111111111111,23.485555555555557,24.077777777777772,24.554444444444446,23.258888888888887,23.904444444444447,24.24,24.906666666666666,25.365555555555559,23.573333333333334,24.262222222222224,24.75555555555556,23.833333333333336,24.33111111111111,24.154444444444444,25.632222222222222,25.164444444444445,22.927777777777781,25.714444444444446,24.998888888888889,22.771111111111107,21.495555555555558,23.325555555555557,24.13333333333334,23.695555555555558,23.388888888888893,24.284444444444446,23.593333333333337,23.154444444444447,23.677777777777777,22.943333333333332,25.487777777777783,23.875,23.493333333333332,23.698888888888888,22.783333333333335,23.664444444444445,24.704444444444441,22.887777777777774,18.748888888888889,18.97,20.015555555555558,15.950000000000001,13.864444444444443,17.644444444444442,17.37222222222222,15.651111111111113,16.63,18.733333333333334,17.203333333333333,15.393333333333333,16.194444444444443,17.594444444444449,16.861111111111111,17.421111111111113,20.12777777777778,19.094444444444449,17.089999999999996,18.083333333333332,17.684444444444445,16.503333333333334,17.437777777777779,17.243333333333332,14.897777777777776,13.228888888888889,12.638888888888889,12.653333333333332,13.182222222222224,15.611111111111111,15.384444444444446,14.587777777777777,14.223333333333333,13.012222222222222,12.81111111111111,13.405555555555553,14.083333333333334,13.355555555555556,12.446666666666667,11.695555555555556,10.333333333333336,12.452222222222224,9.9055555555555532,9.9888888888888889,9.5677777777777777,10.402222222222223,10.50111111111111,10.42,11.39,9.6588888888888889,10.488888888888887,8.5222222222222221,10.294444444444444,10.472222222222221,7.8166666666666664,6.6733333333333338,7.1222222222222218,5.8722222222222218,7.3011111111111102,7.7522222222222217,8.8133333333333344,6.3277777777777784,6.0844444444444452,6.594444444444445,8.1300000000000008,7.2022222222222219,7.1022222222222213,7.4011111111111108,8.5788888888888888,6.9555555555555548,9.6955555555555559,8.9688888888888894,6.8688888888888897,6.568888888888889,6.9333333333333336,6.1222222222222227,5.9622222222222216,4.9677777777777772,3.9388888888888891,3.6644444444444439,3.3777777777777778,3.8511111111111109,3.75,2.2188888888888889,1.994444444444444,3.6955555555555559,2.7111111111111108,3.3055555555555554,4.0111111111111111,3.7066666666666666,4.362222222222222,4.3500000000000005,2.9122222222222218,2.152222222222222,2.4533333333333336,2.6333333333333333,2.427777777777778,1.9955555555555557,2.4022222222222225,2.706666666666667,1.8122222222222222,0.7122222222222222,1.3677777777777775,1.9833333333333334,2.4833333333333334,1.7422222222222219,0.68888888888888877,0.88444444444444459,0.6777777777777777,0.38888888888888867,1.2055555555555553,0.59777777777777763,0.32222222222222208,0.5166666666666665,0.88888888888888884,1.0122222222222224,1.3411111111111116,1.1177777777777775,1.273333333333333,0.81777777777777727,0.27888888888888869,0.28999999999999992,0.35555555555555546,0.43333333333333335,0.46777777777777768,0.53444444444444428,0.36222222222222222,0.14555555555555541,0.37333333333333329,0.3788888888888885,0.46222222222222226,0.46888888888888874,0.23333333333333309,0.23888888888888873,0.23444444444444437,0.21222222222222223,0.15666666666666668,6.7777777777777715E-2,2.2222222222222143E-2,0.41666666666666669,0,0,0,0.1888888888888888,0.32222222222222208,0.45666666666666661,0.38333333333333325,0,0,0,7.8888888888888981E-2,0.24444444444444435,0.24666666666666653,0.48444444444444457,0.18666666666666665,0.18333333333333318,0.42777777777777792,0.27444444444444432,6.1111111111111192E-2,0.70000000000000007,0.9277777777777777,0.23888888888888873,0.31111111111111078,0.58333333333333337,0.92333333333333334,0.75666666666666649,0.87333333333333307,0.62333333333333329,8.3333333333333329E-2,0.19111111111111098,7.7777777777777696E-2,0.62777777777777777,1.0566666666666666,0.92999999999999972,0.98333333333333306,0.43999999999999972,0.51777777777777778,0.5955555555555555,0.60000000000000009,0.22777777777777747,0.22222222222222221,0.81666666666666665,1.3455555555555554,1.4344444444444442,0.90555555555555556,1.4844444444444445,1.5455555555555556,1.677777777777778,1.3299999999999996,1.951111111111111,2.7055555555555557,2.5833333333333339,4.8388888888888895,5.3388888888888886,3.8666666666666663,4.1611111111111114,4.0555555555555554,2.7744444444444443,2.1133333333333328,3.9499999999999997,3.1466666666666665,2.778888888888889,2.1999999999999997,3.15,3.2844444444444445,2.9011111111111112,3.4622222222222221,4.4722222222222223,5.2511111111111113,5.8133333333333326,7.011111111111112,5.6111111111111107,5.4611111111111121,6.0777777777777784,5.7455555555555557,5.2055555555555557,5.6233333333333331,7.1955555555555542,6.8500000000000005,6.9911111111111115,6.7733333333333334,6.6611111111111105,7.5888888888888886,8.2444444444444454,8.5744444444444436,9.9655555555555555,8.39,7.4250000000000007,8.1712500000000006,9.67,10.43375,9.4024999999999999,7.2474999999999987,8.307500000000001,9.4387500000000006,10.631250000000001,12.518750000000001,9.8637500000000014,8.9499999999999993,12.395,12.744999999999999,12.315000000000001,12.03125,12.258750000000001,11.6625,11.68375,13.100000000000001,11.574999999999999,13.43125,12.4825,12.795,11.926250000000001,10.686250000000001,12.313750000000001,13.950000000000003,14.869999999999997,16.731249999999996,16.661249999999999,15.268749999999999,17.22,15.36375,15.887500000000001,16.297499999999996,14.7925,14.765000000000001,16.993749999999999,19.220000000000002,18.02,16.987499999999997,17.899999999999999,17.76125,16.915000000000003,17.099999999999998,18.942499999999999,19.968749999999996,20.466250000000002,21.254999999999999,21.187499999999996,21.58,21.174999999999997,20.65,20.350000000000001,19.793749999999999,20.344999999999999,21.696250000000003,21.782499999999999,20.941249999999997,20.931250000000002,21.817499999999999,20.487499999999997,21.047499999999999,21.118750000000002,20.807500000000001,20.306249999999999,19.977499999999999,17.349999999999998,19.056250000000002,21.568750000000001,22.6,20.557499999999997]
["Co-operative Hydro Embrun (Embrun)","OttawaSouth",24.65666666666667,28.988888888888887,31.311111111111114,26.096666666666668,23.88111111111111,23.983333333333334,25.531111111111109,25.192222222222224,25.193333333333332,26.525555555555556,24.327777777777772,22.671111111111109,25.027777777777779,27.892222222222227,28.048888888888893,29.638888888888889,29.894444444444446,26.743333333333336,25.005555555555556,31.192222222222217,33.461111111111109,31.365555555555552,31.015555555555554,30.194444444444443,30.044444444444441,31.552222222222227,28.605555555555561,28.022222222222226,29.266666666666669,27.675555555555558,29.27,28.287777777777777,27.818888888888889,28.181111111111111,28.561111111111114,30.324444444444445,27.201111111111107,27.994444444444444,28.333333333333332,27.516666666666666,27.182222222222222,28.573333333333338,29.130000000000003,28.83666666666667,25.951111111111111,27.432222222222222,27.997777777777781,25.937777777777779,23.786666666666665,26.415555555555557,27.571111111111108,26.453333333333333,22.836666666666666,24.821111111111115,24.92,24.283333333333331,24.894444444444442,25.083333333333332,26.715555555555554,30.594999999999999,24.648888888888887,25.39222222222222,25.024444444444445,24.62777777777778,25.798888888888889,25.598888888888887,21.367777777777775,21.268888888888888,23.222222222222225,20.010000000000002,16.511111111111113,19.37222222222222,20.07,18.68888888888889,17.93888888888889,20.873333333333335,20.111111111111107,17.846666666666668,17.559999999999999,18.36,18.966666666666665,18.398888888888891,20.778888888888886,20.456666666666667,18.571111111111108,19.232222222222223,18.854444444444443,17.565555555555555,17.426666666666666,16.35222222222222,14.835555555555553,15.006666666666668,13.063333333333333,12.502222222222223,14.540000000000001,14.746666666666666,16.13,14.266666666666664,14.33,12.937777777777777,12.585555555555555,13.112222222222222,13.723333333333333,12.465555555555556,10.89111111111111,12.258888888888887,11.591111111111111,10.556666666666665,9.87222222222222,9.1011111111111109,9.7588888888888885,9.3288888888888888,9.3400000000000016,9.5233333333333334,9.7566666666666677,8.8122222222222231,9.2288888888888891,8.4288888888888884,7.9955555555555566,8.9511111111111106,8.7299999999999986,6.2011111111111115,5.6911111111111108,4.8955555555555561,5.8777777777777773,5.7199999999999989,5.9899999999999993,5.2188888888888885,4.8666666666666663,4.8122222222222222,5.7277777777777787,6.1844444444444449,5.7666666666666675,5.75,4.4800000000000004,4.7233333333333336,5.7677777777777788,6.6133333333333333,5.6333333333333337,3.5955555555555554,3.2744444444444443,3.3633333333333337,3.6244444444444444,3.0355555555555558,1.9788888888888891,2.9011111111111116,2.4611111111111108,3.7044444444444449,3.6111111111111112,1.6722222222222221,0.78888888888888886,2.7944444444444443,2.8855555555555554,2.5333333333333332,3.1288888888888886,2.2733333333333325,1.9722222222222223,3.6022222222222218,2.8444444444444441,1.3222222222222222,1.3944444444444446,0.82333333333333336,0.69555555555555537,0.62888888888888894,0.69,1.0077777777777774,0.71777777777777763,1.161111111111111,1.0499999999999998,1.088888888888889,1.4055555555555552,0.7455555555555553,0.19444444444444445,0.35000000000000003,0.50555555555555542,0.14444444444444413,0.63888888888888884,6.7777777777777715E-2,0.10555555555555547,0.71666666666666656,0.63555555555555543,0.74444444444444435,0.73555555555555563,0.5166666666666665,0.12333333333333327,0.36222222222222222,5.5555555555556347E-3,7.2222222222222063E-2,0.3777777777777776,0.10555555555555547,2.8888888888888669E-2,0.1388888888888889,0,9.5555555555555491E-2,0.45111111111111118,0.45555555555555549,0.31111111111111101,0.14999999999999977,0.42777777777777792,0,0,0.1722222222222223,0.10555555555555547,6.1111111111111192E-2,0,0.3388888888888888,0.27777777777777779,2.2222222222222143E-2,0,0.17888888888888882,0.21666666666666659,0.31222222222222207,0.26777777777777778,0,0,0,0.36666666666666675,0.28888888888888886,0.1888888888888888,0.42999999999999994,0.20666666666666661,0,0.1111111111111111,3.3333333333333409E-2,6.1111111111111192E-2,0.17888888888888882,0.87333333333333329,0.55222222222222206,0.41666666666666669,0.27777777777777779,0.76777777777777778,1.1000000000000001,1.1722222222222223,0.69999999999999973,0.66222222222222227,8.8888888888888962E-2,0.22222222222222221,0.29444444444444429,0.78888888888888886,1.1233333333333333,1.0444444444444443,1.24,0.45000000000000007,0.56111111111111123,0.5722222222222223,0.1722222222222223,0.11666666666666675,0.90555555555555556,2.0522222222222219,2.0333333333333332,1.412222222222222,1.5177777777777777,2.6955555555555555,2.6588888888888889,2.3344444444444443,2.5511111111111111,2.911111111111111,3.1911111111111108,5.6222222222222218,6.8899999999999988,5.0111111111111111,5.75,5.3833333333333337,3.6300000000000003,3.4333333333333331,4.0233333333333334,5.1244444444444452,3.1055555555555556,3.2166666666666663,3.7344444444444442,3.867777777777778,2.4833333333333334,4.1744444444444442,6.0288888888888899,6.318888888888889,7.1577777777777776,5.7833333333333332,5.8633333333333342,5.5911111111111111,7.7722222222222221,6.5788888888888897,7.54,8.0011111111111113,7.7011111111111115,8.2966666666666686,8.9966666666666661,8.4077777777777776,7.6777777777777771,8.4622222222222234,9.507777777777779,10.366666666666667,10.372222222222222,10.343333333333334,8.77,9.9762500000000003,10.778750000000002,12.42625,11.907499999999999,11.012499999999999,9.9762500000000003,10.73875,13.088750000000001,13.8375,12.2775,11.444999999999999,12.7875,14.775,15.338750000000001,13.925000000000001,13.652500000000002,14.245000000000001,14.1775,14.365000000000002,13.67,14.228749999999998,15.197500000000002,14.9025,15.015000000000001,12.63625,12.981249999999998,14.856249999999999,16.341249999999999,18.12875,19.155000000000001,17.849999999999998,19.798750000000002,18.706250000000001,18.25,19.16375,17.981249999999999,17.212499999999999,18.892500000000002,20.911250000000003,20.837499999999999,21.306249999999999,21.287499999999998,21.018750000000001,19.423750000000002,19.313749999999999,21.45,22.397500000000001,23.704999999999998,25.105,24.030000000000005,23.798750000000002,25.183750000000003,24.481249999999999,25.796250000000001,24.186249999999998,24.701250000000002,27.036249999999999,28.287500000000005,26.537499999999998,25.328749999999999,26.333749999999998,25.267500000000002,24.7,25.03875,24.96875,24.861249999999998,24.592500000000005,21.137499999999999,21.506249999999998,25.75,28.03125,26.137499999999996]
["Cornwall Electric (Cornwall, South Glengarry, South Stormont, and the Ontario portion of the Mohawk Territory of Akwesasne)","cornwall",23.233333333333334,27.461111111111112,30.881111111111107,25.376666666666662,23.2,22.564444444444444,24.115555555555552,23.748888888888889,24.366666666666664,26.200000000000003,23.334444444444447,21.441111111111113,24.651111111111113,26.653333333333332,27.921111111111113,28.400000000000002,29.720000000000002,25.404444444444447,23.571111111111112,29.871111111111116,33.81,32.232222222222219,31.869999999999997,30.310000000000002,29.416666666666668,32.112222222222222,28.861111111111111,27.973333333333336,28.108888888888892,26.603333333333332,29.336666666666662,27.797777777777778,27.529999999999998,28.408888888888889,27.86,30.630000000000003,27.894444444444446,27.62777777777778,27.125555555555554,27.276666666666664,27.748888888888889,28.776666666666667,28.693333333333335,28.924444444444443,25.78777777777778,26.898888888888891,27.922222222222224,25.758888888888887,23.232222222222227,24.854444444444443,26.431111111111111,25.68333333333333,22.905555555555555,24.558888888888891,24.537777777777777,24.349999999999998,25.783333333333335,24.588888888888889,26.956666666666663,32.799999999999997,24.172222222222224,24.731111111111108,25.18333333333333,23.566666666666666,25.694444444444446,25.312222222222221,21.867777777777778,21.456666666666667,24.015555555555558,19.961111111111112,15.322222222222223,18.206666666666663,19.944444444444443,17.898888888888891,18.351111111111109,21.332222222222224,19.96,19.111111111111111,17.521111111111111,17.621111111111112,18.403333333333332,17.933333333333334,21.204444444444444,20.954444444444444,18.123333333333335,18.356666666666669,18.476666666666667,16.635555555555555,16.700000000000003,16.662222222222223,15.817777777777776,15.378888888888888,12.995555555555555,12.145555555555555,13.64111111111111,13.907777777777776,15.922222222222224,13.672222222222222,14.083333333333334,12.662222222222223,11.844444444444445,12.944444444444443,13.201111111111111,12.062222222222223,10.485555555555555,11.95888888888889,11.077777777777779,10.556666666666668,10.283333333333335,9.3788888888888895,9.4833333333333343,9.0733333333333341,9.3388888888888886,8.9788888888888891,8.9455555555555542,9.2722222222222221,8.5455555555555556,8.4222222222222225,7.6455555555555561,9.0066666666666677,8.4822222222222212,6.2122222222222216,5.1999999999999993,4.3511111111111109,5.5788888888888888,6.4077777777777776,6.1233333333333331,5.5466666666666669,4.1611111111111105,4.5122222222222224,5.2222222222222223,5.5444444444444434,6.485555555555556,6.5022222222222217,4.2633333333333328,4.6888888888888891,5.1188888888888879,6.6633333333333331,5.3744444444444452,3.9855555555555551,3.0777777777777775,2.89,3.5177777777777779,2.7344444444444442,2.2233333333333327,2.99,1.98,3.8233333333333328,3.34,1.4,1.3555555555555554,2.9411111111111108,2.7622222222222224,2.3944444444444444,2.6788888888888889,2.5511111111111111,2,3.0999999999999996,2.6111111111111112,1.4566666666666666,0.74555555555555542,0.64999999999999991,0.58333333333333337,0.39111111111111069,0.67222222222222228,0.68888888888888844,0.83888888888888857,0.75555555555555542,0.78333333333333321,0.83999999999999986,1.5011111111111111,1.0799999999999998,0.3888888888888889,0.24444444444444435,0.38333333333333347,0.22333333333333311,0.33333333333333331,0.46111111111111097,0.19444444444444445,0.56222222222222207,0.68333333333333302,0.53999999999999992,0.5955555555555555,0.16333333333333322,2.2222222222222143E-2,0.16111111111111104,0,0,0.17888888888888882,0.15555555555555539,0.17777777777777792,2.2222222222222143E-2,0,0.13333333333333325,0.30111111111111122,0.20666666666666661,0.49,0.31666666666666665,0.19666666666666663,0,8.3333333333333329E-2,0.33444444444444421,0.23333333333333309,0.12222222222222198,0,0.38333333333333325,0.46111111111111114,0.24444444444444435,5.5555555555555552E-2,0.16666666666666666,0.22333333333333311,0.45555555555555532,0.52777777777777779,0.10555555555555547,0,0,0.20666666666666661,0.49,0.41111111111111104,0.89444444444444449,0.37777777777777799,0.20555555555555571,9.9999999999999839E-2,0,0,0.21111111111111094,0.93333333333333335,0.4844444444444444,0.22777777777777786,0.23333333333333309,1.1733333333333329,1.3166666666666664,1.3400000000000003,0.97222222222222199,0.55666666666666642,0.24000000000000002,0.34999999999999987,0.51777777777777756,0.81777777777777749,1.2944444444444445,1.3188888888888888,0.8277777777777775,0.34999999999999987,0.75222222222222213,0.9177777777777778,0.3455555555555555,0,1.0799999999999998,2.2111111111111108,1.5955555555555556,1.1055555555555556,0.92777777777777759,2.8444444444444446,3.0511111111111107,2.3833333333333333,2.5788888888888888,2.661111111111111,3.4222222222222225,4.6444444444444448,6.7844444444444436,4.8444444444444441,5.6688888888888886,5.7555555555555555,3.9066666666666663,3.5444444444444443,3.49,4.7566666666666668,3.0666666666666664,3.5444444444444443,4.0333333333333332,3.1344444444444446,2.2844444444444445,3.8499999999999996,5.2677777777777788,5.9466666666666663,6.3133333333333335,5.0277777777777777,5.6955555555555559,5.6900000000000013,7.5844444444444452,5.9533333333333331,7.4622222222222216,7.4455555555555559,7.5355555555555567,8.0500000000000007,9.1444444444444439,8.4466666666666654,7.0611111111111118,7.9911111111111115,8.8277777777777793,10.371111111111112,10.023333333333333,10.605555555555556,8.4187499999999993,8.6012499999999985,10.3375,12.456249999999999,11.225,11.126249999999999,9.71875,8.8762500000000006,11.682499999999999,13.42375,12.1525,11.106250000000001,11.841250000000002,14.707500000000003,14.896249999999998,14.254999999999999,13.531250000000002,14.129999999999999,13.94,14.00625,13.543749999999999,13.806250000000002,15.6975,14.602500000000001,14.782499999999999,12.220000000000002,12.625,14.393750000000002,16.033749999999998,17.53875,18.625,17.092500000000001,19.298749999999998,18.192499999999999,16.98875,17.732499999999998,17.074999999999999,16.421250000000001,17.643750000000001,19.77375,19.05,19.7,19.446249999999999,19.236250000000002,17.088749999999997,17.84375,19.27375,20.411249999999999,22.4725,23.905000000000001,23.247499999999999,22.962499999999999,23.496250000000003,23.817499999999999,25.656249999999996,23.287500000000005,23.398750000000003,25.625,27.673749999999998,26.272500000000001,25.26125,26.803749999999997,24.8825,24.403749999999999,23.641249999999999,23.930000000000003,24.543750000000003,24.531250000000004,20.594999999999999,19.791250000000002,24.025000000000002,27.37875,25.123749999999998]
["E.L.K. Energy Inc. (Essex, Harrow, Belle River, Comber, Kingsville and Cottham)","Leamington",20.595555555555553,23.71777777777778,23.322222222222219,19.705555555555556,20.545555555555556,20.105555555555554,21.702222222222222,21.572222222222219,22.555555555555557,21.84,18.351111111111109,18.334444444444443,19.757777777777775,23.677777777777781,22.704444444444448,23.136666666666667,20.916666666666671,21.772222222222226,21.986666666666665,24.786666666666669,26.992222222222217,24.31666666666667,23.111111111111111,23.8,24.104444444444447,23.18888888888889,22.766666666666666,24.467777777777776,22.353333333333335,22.696666666666669,22.915555555555557,20.910000000000004,23.974444444444444,24.405555555555559,24.198888888888892,25.558888888888891,24.094444444444445,22.387777777777774,22.353333333333332,23.651111111111113,24.31,24.464444444444446,22.326666666666668,23.402222222222221,21.718888888888888,24.803333333333331,24.493333333333329,20.350000000000001,19.694444444444443,22.786666666666669,22.446666666666665,20.678888888888892,21.510000000000005,22.39222222222222,22.582222222222221,20.915555555555557,21.856666666666666,19.813333333333336,22.317777777777778,18.745000000000001,20.044444444444441,21.407777777777778,21.275555555555556,21.11,21.148888888888891,19.434444444444445,18.52333333333333,17.898888888888891,18.07,15.100000000000001,14.677777777777781,15.351111111111111,14.538888888888888,14.905555555555557,14.426666666666668,15.688888888888888,14.861111111111111,13.11,14.65666666666667,16.072222222222219,14.24888888888889,14.266666666666667,15.861111111111111,16.744444444444447,14.538888888888888,15.681111111111111,15.163333333333334,14.262222222222224,15.66,14.372222222222222,12.357777777777777,10.286666666666667,10.822222222222221,11.628888888888888,12.346666666666668,12.934444444444445,13.394444444444444,12.095555555555556,10.967777777777776,11.00888888888889,10.299999999999999,10.277777777777779,11.645555555555555,10.190000000000001,11.023333333333333,9.431111111111111,8.6999999999999993,8.9455555555555559,8.1955555555555559,8.6455555555555552,9.0611111111111118,9.2222222222222232,9.1466666666666665,7.7188888888888885,7.8000000000000007,7.857777777777776,7.0566666666666658,8.3777777777777782,9.2111111111111104,8.01,6.7444444444444445,4.4844444444444447,3.94,4.2122222222222216,4.8866666666666667,4.9588888888888887,5.6888888888888882,4.1900000000000013,2.9911111111111106,3.6666666666666665,4.5233333333333343,4.83,7.8855555555555554,8.2733333333333334,6.017777777777777,5.1622222222222227,6.1855555555555561,8.24,6.0888888888888886,4.8277777777777784,4.7555555555555555,4.4411111111111108,4.1622222222222227,4.2722222222222221,3.9722222222222223,4.3666666666666663,3.7777777777777777,4.4611111111111112,3.5833333333333335,1.083333333333333,0.54444444444444429,1.8888888888888888,1.2400000000000002,1.6888888888888887,1.9333333333333331,1.7555555555555555,1.9344444444444444,1.5911111111111111,0.66666666666666663,0.59666666666666635,2,2.4666666666666668,2.2611111111111111,2.3277777777777775,2.8444444444444437,2.684444444444444,2.1722222222222225,2.0166666666666666,2.2611111111111111,0.48333333333333328,0.67888888888888888,6.1111111111111192E-2,2,6.1111111111111192E-2,0.28888888888888886,2.2222222222222143E-2,0.16111111111111104,0,0.32777777777777772,0,4.5555555555555571E-2,0.32555555555555554,2.4388888888888887,0.58333333333333337,0.42333333333333317,0.35777777777777764,2.1055555555555556,2,2.0955555555555554,2.3722222222222222,2,2,2,2,2.088888888888889,2.1722222222222225,2.0999999999999996,2.2611111111111111,2.2555555555555555,0.11666666666666675,0.16666666666666666,1.2222222222222159E-2,9.5555555555555491E-2,0,0,0.21666666666666659,0.16777777777777755,0,0,0.59444444444444444,0.65555555555555556,0.32777777777777772,0,0,0,0,0,6.1111111111111192E-2,0,0,0,0,0.26666666666666672,0,0,0.21111111111111094,0.47888888888888875,0.43888888888888883,0,0,0.59999999999999987,0.35555555555555546,0.20777777777777789,0,4.999999999999992E-2,0,7.2222222222222063E-2,0.33333333333333331,0.27222222222222214,0.43333333333333335,0.35666666666666635,5.5555555555556347E-3,0.46111111111111097,0.65000000000000013,0.41777777777777758,0.27222222222222214,8.3333333333333329E-2,0.28333333333333344,0.9277777777777777,0.95000000000000007,0.50666666666666671,0.3455555555555555,0.95666666666666655,1.2888888888888888,0.89111111111111108,1.75,2.5955555555555554,2.58,3.6611111111111114,3.4955555555555557,3.0411111111111113,2.4455555555555559,2.7855555555555558,1.3299999999999998,1.29,2.7066666666666666,3.4666666666666668,2.4300000000000002,1.5555555555555558,1.7077777777777774,2.1311111111111112,2.4622222222222216,2.7022222222222223,4.1611111111111114,5.5277777777777777,4.3788888888888886,4.8577777777777786,4.5122222222222224,4.652222222222222,4.416666666666667,5.0733333333333333,4.5799999999999992,4.4944444444444445,6.2577777777777781,5.344444444444445,6.4277777777777771,5.6411111111111119,6.405555555555555,6.7111111111111112,7.206666666666667,6.9844444444444447,8.2277777777777796,8.15,6.6450000000000005,7.7962500000000006,8.7012499999999999,7.5625,6.7575000000000003,6.8387500000000001,7.0187499999999998,8.7837499999999995,10.93125,12.62,11.532499999999999,10.688750000000001,12.82625,13.147500000000001,12.831249999999999,12.445,12.52,12.320000000000002,11.352499999999999,12.013750000000002,11.157499999999999,12.445,12.918750000000001,13.626250000000001,12.625,11.376249999999999,12.876249999999999,14.412500000000001,14.712500000000002,15.907499999999999,15.41625,13.506250000000001,14.981249999999999,13.932499999999999,15.4175,15.984999999999999,15.122500000000002,15.9625,17.78,18.236249999999998,15.55625,14.81875,16.60125,15.895,15.398750000000001,16.619999999999997,18.80125,20.345000000000002,20.737499999999997,19.414999999999999,18.361250000000002,21.2,20.47,20.484999999999999,19.087499999999999,17.258749999999999,18.954999999999998,20.456250000000001,20.76125,20.181249999999999,18.928750000000001,19.462499999999999,18.475000000000001,19.75,19.77375,19.44875,20.456250000000001,18.336250000000003,17.386249999999997,19.305,19.486249999999998,20.431249999999999,19.606249999999999]
["Energy+ Inc. (Cambridge, North Dumfries, Brant)","Cambridge",22.029999999999998,25.423999999999999,25.999000000000002,23.080999999999996,22.183,22.229999999999997,23.248000000000001,23.056999999999999,23.853999999999999,24.126999999999999,21.81,21.089000000000002,22.863999999999997,25.062000000000001,24.048000000000002,24.872999999999998,24.201000000000004,22.655000000000001,24.739000000000001,28.633000000000003,29.520000000000003,27.308000000000003,26.026999999999997,27.03,26.011000000000003,25.683999999999997,25.363,24.926000000000002,24.664999999999999,24.361999999999998,24.810000000000006,22.464000000000002,25.372999999999998,25.687000000000001,27.139999999999997,26.512999999999995,25.599,24.989000000000001,25.079000000000001,25.41,26.143000000000001,26.774999999999999,26.588000000000001,27.704000000000001,25.16,27.473000000000003,26.849,25.598999999999997,23.728999999999999,24.548000000000002,24.554999999999996,23.874999999999996,23.208999999999996,25.373999999999999,24.658999999999999,24.585000000000001,24.088999999999999,23.838000000000001,24.044999999999998,20.500000000000004,23.658999999999999,24.884,24.358000000000004,24.227999999999998,25.129999999999995,23.693000000000001,20.209000000000003,18.623999999999999,19.332000000000001,17.799000000000003,15.838000000000003,18.314,18.451999999999998,16.285,16.119999999999997,17.015999999999998,17.324999999999999,15.685999999999998,16.669999999999998,18.068000000000001,16.928000000000001,17.201000000000001,18.625000000000004,18.515999999999998,17.87,18.376000000000001,17.239999999999998,16.204999999999998,17.392999999999997,16.706,13.625,13.311000000000002,13.809000000000001,14.95,15.226999999999999,17.189999999999998,15.962000000000003,14.125999999999999,14.597,13.696999999999999,13.011000000000001,13.181000000000001,13.136000000000001,12.546999999999999,12.306000000000001,11.157,10.262,11.181000000000001,8.8750000000000018,9.6999999999999993,9.4290000000000003,10.281000000000001,10.661,10.63,10.907,9.8149999999999995,10.542,9.2350000000000012,11.187000000000001,10.541,8.9300000000000015,7.7540000000000004,6.9819999999999993,5.9959999999999996,6.9619999999999989,6.895999999999999,7.3559999999999999,6.1669999999999998,5.3510000000000009,5.5059999999999993,6.6169999999999991,6.9410000000000007,6.766,6.7159999999999993,7.1449999999999987,6.4949999999999992,7.2560000000000002,8.0860000000000003,6.6760000000000002,5.17,4.1919999999999993,3.4909999999999997,3.9200000000000004,3.47,3.4049999999999998,3.1100000000000003,1.9710000000000001,2.9049999999999998,3.0859999999999999,1.8,1.7599999999999998,3.1109999999999998,3.1870000000000003,2.8769999999999998,3.3909999999999996,3.1650000000000005,2.5460000000000003,3.1510000000000002,2.6250000000000004,2.6710000000000003,2.6469999999999998,1.8809999999999996,0.75499999999999967,1.52,2.3369999999999997,1.9670000000000001,1.2149999999999996,0.29599999999999971,1.0509999999999997,1.2150000000000001,1.72,1.355,0.30999999999999978,0.6399999999999999,0.89600000000000013,0.23199999999999968,0.45999999999999996,0.31099999999999994,0.33499999999999996,0.65500000000000003,1.141,1.7259999999999998,1.4799999999999998,1.1869999999999998,1.3599999999999999,1.351,0.38499999999999995,0.13999999999999985,0.39,0.191,0.34100000000000003,0.35499999999999987,0.28499999999999981,0.53499999999999992,0.61499999999999999,0.7,0.59699999999999986,0.71699999999999986,0.4469999999999999,0.39499999999999991,0.38499999999999995,0.37999999999999989,0.41,0.27099999999999974,0.13000000000000006,0.53599999999999992,0.48999999999999988,0.17499999999999999,0,0.48999999999999988,0.63099999999999989,0.35,0.53500000000000014,3.9999999999999855E-2,6.4999999999999863E-2,0.15500000000000008,0.28000000000000008,0.75,0.50099999999999978,0.60499999999999987,0.76600000000000001,0.53999999999999981,0.89100000000000001,0.49600000000000011,0.44499999999999995,1.1350000000000002,1.1659999999999999,0.80600000000000005,0.53,0.7609999999999999,0.95500000000000029,1.1969999999999998,1.161,1.0049999999999999,0.70299999999999974,0.15599999999999986,0.38999999999999985,0.86599999999999999,1.087,1.78,1.4159999999999999,0.73599999999999954,0.7370000000000001,0.71,0.71199999999999974,0.76500000000000001,0.81600000000000006,1.0619999999999996,1.9750000000000001,2.0300000000000002,1.1659999999999999,1.621,2.375,2.1059999999999999,3.3650000000000007,2.7239999999999993,3.8590000000000004,4.3109999999999999,5.9060000000000006,6.1870000000000003,4.4399999999999995,4.5620000000000003,4.9909999999999997,3.2809999999999997,3.0609999999999995,4.3100000000000005,4.7919999999999998,4.0999999999999996,3.9659999999999997,4.2869999999999999,3.9799999999999995,3.8359999999999994,4.1349999999999998,4.9700000000000006,6.346000000000001,6.9359999999999982,6,5.95,5.8900000000000006,5.8159999999999998,6.2409999999999997,6.8860000000000001,7.5760000000000005,8.5109999999999992,8.4719999999999995,9.0010000000000012,8.5629999999999988,8.1210000000000004,8.9379999999999988,8.2409999999999997,8.5400000000000009,10.016,9.83,8.0069999999999997,9.3559999999999999,10.612000000000002,10.995000000000001,9.7370000000000001,9.6670000000000016,10.946,12.227,12.045999999999999,12.731000000000002,12.395999999999997,11.345000000000001,12.913999999999998,13.367000000000001,12.745000000000001,13.093999999999999,12.910999999999998,12.962,12.811000000000002,13.568999999999999,13.222,14.058000000000002,13.988000000000003,13.801999999999998,14.142000000000001,12.668000000000001,13.681000000000001,15.086000000000002,15.705000000000002,15.650000000000002,16.407,17.143999999999998,18.425000000000001,17.936,18.440000000000001,18.053000000000004,15.946000000000003,15.669,17.115000000000002,19.503999999999998,18.057000000000002,16.882000000000001,17.889999999999997,17.805999999999997,17.21,18.113999999999997,19.71,20.666000000000004,21.097000000000001,21.184000000000001,20.007999999999999,21.714999999999996,21.749000000000002,21.388999999999999,21.214999999999996,19.812000000000001,20.876999999999999,22.330000000000002,21.763999999999999,22.344999999999999,22.080000000000002,22.148,20.675999999999995,19.871000000000002,20.459000000000003,19.870999999999999,20.232000000000003,19.823,18.192,20.344000000000001,20.915000000000003,22,21.363999999999997]
["Alectra Utilities - formerly Enersource (Mississauga)"," Mississauga",21.077777777777776,24.788888888888891,25.338888888888892,20.874444444444446,20.001111111111111,20.62777777777778,21.786666666666665,22.294444444444448,22.633333333333336,22.722222222222221,19.105555555555554,19.29,20.655555555555555,22.861111111111111,23.298888888888889,24.093333333333334,22.344444444444445,20.706666666666667,22.442222222222224,26.75,27.709999999999997,25.684444444444448,24.625555555555557,25.638888888888893,25.25,24.712222222222223,23.397777777777776,23.864444444444441,23.677777777777781,23.575555555555557,24.499999999999996,22.17,24.243333333333332,24.712222222222223,25.28222222222222,25.123333333333338,24.22,24.143333333333331,25.147777777777776,24.451111111111107,24.405555555555555,24.386666666666667,24.473333333333333,24.787777777777777,23.027777777777782,25.564444444444444,24.36333333333333,23.138888888888889,21.501111111111111,22.977777777777774,23.746666666666666,22.792222222222222,21.836666666666666,23.68,23.112222222222226,22.686666666666667,22.676666666666662,22.39777777777778,23.851111111111109,21.274999999999999,21.704444444444444,22.715555555555554,22.058888888888887,22.534444444444446,23.398888888888891,21.5,19.445555555555554,18.416666666666668,18.756666666666668,16.672222222222224,14.128888888888888,17.396666666666665,17.477777777777774,15.282222222222224,14.923333333333334,16.528888888888886,16.916666666666668,14.328888888888891,14.884444444444446,17.116666666666667,16.182222222222222,15.744444444444444,17.867777777777775,18.271111111111111,16.459999999999997,16.903333333333332,16.925555555555558,14.851111111111111,15.895555555555555,15.291111111111112,13.646666666666668,12.474444444444442,11.78,12.623333333333333,12.633333333333333,14.399999999999999,14.533333333333335,12.830000000000002,12.416666666666666,12.176666666666666,11.096666666666669,11.64111111111111,11.295555555555556,10.542222222222223,10.373333333333333,10.612222222222222,9.4177777777777791,10.006666666666668,8.5622222222222231,8.5355555555555558,8.6055555555555543,9.1422222222222231,9.4666666666666668,9.0899999999999981,9.7777777777777786,8.663333333333334,8.6188888888888897,7.3100000000000005,9.0777777777777757,8.9677777777777763,7.8355555555555547,6.0288888888888881,5.873333333333334,5.1822222222222223,5.1899999999999995,5.474444444444444,6.0344444444444445,5.1800000000000006,3.6744444444444451,4.2277777777777779,5.1844444444444449,5.3111111111111109,6.0011111111111104,5.833333333333333,4.8744444444444444,4.3688888888888897,5.7888888888888888,6.6788888888888884,5.3788888888888904,3.5388888888888892,3.157777777777778,2.8800000000000003,2.5899999999999994,2.778888888888889,2.2833333333333332,2.427777777777778,1.8611111111111112,2.5622222222222226,2.6622222222222223,0.92888888888888899,0.90555555555555545,2.652222222222222,2.2888888888888892,2.0955555555555554,2.3555555555555561,2.3788888888888891,2.2177777777777781,2.0122222222222224,1.6722222222222223,1.2233333333333334,1.161111111111111,1.0511111111111111,0.32777777777777772,0.59888888888888892,0.69999999999999984,0.7633333333333332,0.29444444444444451,0,0.48444444444444418,0.90555555555555556,1.177777777777778,0.61666666666666636,1.666666666666651E-2,0.17888888888888882,0.21111111111111094,0,4.999999999999992E-2,0,0.26666666666666672,0.42777777777777776,0.30555555555555558,0.45111111111111096,0.36222222222222239,0.11666666666666675,0.2333333333333335,0.25,0.10555555555555547,0,0.1111111111111111,9.9999999999999839E-2,0,0.14444444444444451,0,0.17888888888888882,0.1111111111111111,4.999999999999992E-2,0.12888888888888891,0.13333333333333325,6.7777777777777715E-2,0,5.5555555555555552E-2,0,0,0,0,7.7777777777777696E-2,5.5555555555556347E-3,0,0,8.3333333333333329E-2,0.16333333333333322,0,0,0,0,0,4.4444444444444287E-2,0.112222222222222,0,2.2222222222222143E-2,0.1111111111111111,9.5555555555555491E-2,0.46111111111111114,5.5555555555556347E-3,0,0.24666666666666653,0.46666666666666656,9.9999999999999839E-2,0.1722222222222223,0,0.63888888888888884,0.33888888888888896,0.33333333333333331,0.11666666666666675,5.5555555555556347E-3,0,0,0.21777777777777788,0.44111111111111101,0.60555555555555551,0.35222222222222199,0.12222222222222238,0.33888888888888896,0.25555555555555565,0.16666666666666666,1.2222222222222159E-2,6.7777777777777715E-2,0.44444444444444442,1.2833333333333334,0.9444444444444442,0.52222222222222237,0.72444444444444422,1.4400000000000002,0.98888888888888871,1.2199999999999998,1.4555555555555553,2.3788888888888886,2.69,4.2077777777777783,4.7233333333333336,3.4333333333333336,3.7344444444444442,3.7744444444444443,2.1688888888888886,1.5177777777777777,3.1000000000000005,3.0111111111111106,2.1277777777777773,2.0011111111111113,2.8233333333333333,2.3944444444444444,2.0055555555555551,2.7733333333333334,3.5744444444444436,5.2666666666666666,5.6511111111111108,4.7633333333333328,5.4133333333333331,5.379999999999999,5.49,5.4966666666666661,5.2955555555555556,5.4944444444444445,6.1388888888888893,6.3844444444444441,7.7133333333333338,7.1722222222222216,6.5344444444444427,7.9177777777777782,8.0722222222222211,8.3955555555555552,9.1577777777777793,8.8288888888888906,7.3012499999999996,7.9824999999999999,9.3874999999999993,9.2199999999999989,9.2812499999999982,7.7749999999999995,8.5637499999999989,9.8887499999999999,11.008750000000001,12.36875,10.156249999999998,9.2449999999999992,12.21875,13.29,12.67,12.350000000000001,12.876250000000001,12.686250000000003,11.775,12.639999999999999,11.68375,13.0275,12.893750000000001,12.632499999999999,13.12125,10.768750000000001,12.657499999999999,14.387499999999999,15.11375,16.626249999999999,16.557500000000001,15.24375,16.698749999999997,15.332500000000001,16.105,16.46875,14.537500000000001,15.063750000000002,16.478750000000002,18.395,17.193749999999998,16.076249999999998,17.555,16.900000000000002,16.411249999999999,16.754999999999999,18.7425,19.791250000000002,20.4925,20.181249999999999,19.202500000000001,20.763749999999998,21.561250000000001,20.708750000000002,20.581250000000001,19.506250000000001,19.942499999999999,21.098750000000003,21.285,20.830000000000002,20.018750000000001,21.017500000000002,19.887499999999996,20.217500000000001,20.388749999999998,20.355,19.423749999999998,19.445,17.55,18.676250000000003,21.2,21.855,20.687500000000004]
["Entegrus Powerlines Inc. (Parkhill, Strathroy, Mount Brydges, Newbury, Dutton, Wallaceburg, Dresden, Bothwell, Thamesville, Ridgetown, Chatham-Kent, Blenheim, Merlin, Tilbury, Wheatley, Erieau)","Chatham-Kent",20.85,24.157,24.319000000000003,21.238999999999997,21.164999999999999,20.634,21.425000000000004,21.617000000000001,22.438000000000002,22.184999999999999,20.157000000000004,19.754999999999999,22.205000000000002,24.185000000000002,23.46,23.365999999999996,21.985000000000003,22.428999999999998,23.532999999999998,26.93,28.026999999999997,26.155000000000001,25.295000000000002,25.560000000000002,24.383000000000003,24.149000000000004,23.529,24.334,22.738000000000003,23.099,23.253000000000004,21.169,23.798999999999999,24.027999999999999,25.198,26.395999999999997,24.39,22.484999999999996,23.283000000000001,24.942,25.209,25.405000000000001,25.408000000000001,25.121999999999996,24.247999999999998,26.108999999999998,25.119999999999997,24.006,21.46,22.468,22.524000000000001,21.811,21.782999999999998,24.419,23.076000000000001,22.431000000000001,22.698,21.940999999999999,22.864999999999995,17.813333333333333,22.005000000000003,23.414000000000001,22.504999999999999,22.163,22.501000000000001,21.708000000000002,18.224999999999998,17.580000000000002,18.177999999999997,14.302000000000001,14.781000000000001,17.145000000000003,16.038999999999998,14.079999999999998,14.706,14.913,15.245000000000001,13.619,15.109,16.093,15.77,15.220999999999998,16.655000000000001,16.006999999999998,15.842999999999998,16.279,14.876000000000001,14.193000000000003,15.834999999999999,14.526999999999997,12.637,10.902999999999999,12.041,13.596,13.516,14.979000000000003,14.132,12.72,12.486000000000001,13.6,11.479000000000001,11.653,12.618000000000004,11.492000000000001,11.673,9.9799999999999986,9.0610000000000017,9.6209999999999987,8.6080000000000005,9.0210000000000008,9.5659999999999989,9.3670000000000009,9.7510000000000012,9.9849999999999994,9.4169999999999998,8.67,8.3559999999999999,8.984,10.102,9.5160000000000018,8.4149999999999991,5.9749999999999996,5.7110000000000003,5.1620000000000008,5.5859999999999994,4.9844444444444447,6.3344444444444452,5.0222222222222221,3.927777777777778,4.3833333333333337,5.3788888888888886,5.5444444444444443,6.9055555555555559,6.992222222222221,5.7955555555555556,4.5733333333333333,6.8233333333333333,6.8855555555555545,5.8744444444444435,4.2022222222222219,4.0066666666666668,2.9333333333333331,3.4622222222222221,3.8177777777777777,3.3733333333333331,3.0999999999999996,2.3333333333333335,2.9522222222222219,2.0955555555555554,1.2844444444444443,1.2333333333333332,3.92,3.2122222222222216,4.1344444444444441,4.4000000000000004,4.057777777777777,3.7622222222222224,4.5333333333333341,3.1344444444444446,3.5288888888888885,2.7388888888888889,3.0055555555555551,2.4955555555555557,2.7166666666666668,3.0888888888888886,3.3333333333333335,2.8888888888888888,2.2000000000000002,2.6944444444444446,3.0344444444444445,2.8844444444444441,2.4944444444444445,2,0.37777777777777782,0.5888888888888888,6.6666666666666818E-2,0.15666666666666668,0.13333333333333325,0.1722222222222223,0.20000000000000007,0.56666666666666687,1.3555555555555554,1.1055555555555556,1.2888888888888888,0.86111111111111094,0.84000000000000008,0.24000000000000002,6.1111111111110797E-2,0.3888888888888889,0.67222222222222205,0.29999999999999993,0.1722222222222223,7.3333333333333348E-2,0.24444444444444435,0.42333333333333317,0.32888888888888879,0.21888888888888877,2.5455555555555556,1.2222222222222159E-2,0.20555555555555571,4.999999999999992E-2,0.24444444444444435,0.27222222222222214,0.21333333333333351,0.1111111111111111,0.45555555555555549,0.53333333333333321,0,9.5555555555555491E-2,0.59444444444444444,2.4344444444444444,2.1233333333333331,2.0122222222222224,2,2,2.0222222222222221,2.3111111111111113,0.73444444444444401,0.22888888888888875,0.21777777777777749,0.23888888888888873,0.13444444444444414,0.47333333333333333,0.46222222222222226,0.26111111111111085,0.51222222222222213,0.90666666666666673,1.0411111111111111,0.13444444444444414,0.25555555555555526,1.0177777777777777,0.70000000000000007,0.73333333333333328,0.26222222222222213,0.35666666666666635,0.1466666666666667,0.25666666666666654,0.5722222222222223,1.0344444444444443,0.99555555555555542,0.94000000000000006,0.40555555555555539,0.78888888888888908,0.8666666666666667,0.87333333333333329,0.52777777777777779,0.27777777777777779,0.68333333333333313,1.8511111111111112,1.7000000000000002,0.8833333333333333,1.1633333333333331,1.7333333333333332,1.8555555555555554,1.684444444444444,2.1222222222222222,3.5400000000000005,3.5444444444444443,4.9499999999999993,4.5333333333333332,4.0333333333333332,3.8277777777777779,3.8955555555555552,2.112222222222222,1.862222222222222,3.8355555555555552,4.2277777777777779,3.0477777777777777,2.083333333333333,2.5611111111111113,2.9177777777777774,3.2066666666666661,3.6400000000000006,4.5644444444444439,6.1499999999999995,5.54,5.7055555555555557,5.3722222222222218,5.2944444444444452,5.0566666666666675,6.2611111111111102,5.5611111111111118,6.0344444444444445,6.9522222222222219,6.8677777777777784,6.913333333333334,6.2844444444444445,6.9277777777777789,7.2055555555555548,8.1177777777777766,8.3566666666666656,9.4088888888888889,9.3455555555555563,6.94,7.8255555555555567,8.4622222222222216,8.5733333333333324,6.7666666666666657,7.7288888888888891,7.4855555555555542,9.836666666666666,10.277777777777779,12.218888888888888,10.662222222222221,9.0677777777777777,12.166666666666664,12.568888888888885,11.56111111111111,11.285555555555556,10.817777777777778,10.731111111111112,12.165555555555553,12.722222222222221,12.195555555555556,12.41888888888889,12.066666666666668,12.189999999999998,13.244444444444445,11.450000000000001,12.457777777777778,13.874444444444444,14.270000000000001,14.962222222222222,14.705555555555556,14.783333333333335,15.449999999999998,15.321111111111113,15.983333333333333,16.690000000000005,15.351111111111111,15.042222222222225,16.988888888888891,18.162222222222219,16.629999999999995,15.581111111111113,16.934444444444445,16.393333333333331,15.862222222222222,16.666666666666668,18.77333333333333,19.873333333333335,20.944444444444443,19.13111111111111,17.59888888888889,19.615555555555556,19.646666666666661,19.937777777777782,18.205555555555556,16.866666666666664,18.459999999999997,19.96,19.905555555555555,20.16,19.544444444444444,19.72666666666667,17.943333333333335,18.684444444444445,18.488888888888887,18.354444444444439,20.13111111111111,18.950000000000003,17.100000000000001,19.911111111111111,19.982222222222223,20.844444444444449,19.86]
["EnWin Utilities Ltd. (Windsor)","WINDSOR",20.047777777777775,23.333333333333336,23.287777777777777,19.985555555555557,20.076666666666668,20,21.16,21.36,21.645555555555557,21.09333333333333,18.153333333333332,18.361111111111111,20.516666666666669,23.287777777777777,23.237777777777779,23.525555555555552,21.538888888888888,21.482222222222227,21.754444444444445,24.716666666666665,26.353333333333335,24.87222222222222,23.51,23.564444444444444,23.824444444444438,23.466666666666665,22.986666666666665,23.698888888888892,21.677777777777777,22.938888888888886,22.976666666666667,20.937777777777782,23.276666666666664,23.937777777777779,24.327777777777779,24.53222222222222,23.604444444444439,21.83,22.22,23.004444444444445,23.43888888888889,23.498888888888892,22.821111111111112,22.292222222222222,21.538888888888888,23.775555555555556,24.014444444444443,21.571111111111108,19.582222222222224,21.654444444444444,21.933333333333334,21.298888888888893,20.813333333333333,23.364444444444448,22.488888888888887,21.197777777777777,21.232222222222223,20.984444444444438,22.401111111111113,17.8,20.437777777777775,20.988888888888894,20.71777777777778,20.722222222222225,20.904444444444444,19.966666666666665,18.290000000000003,17.28,17.037777777777777,13.706666666666669,12.751111111111113,15.703333333333335,14.906666666666666,12.981111111111112,13.614444444444445,13.84333333333333,13.786666666666667,11.675555555555555,13.058888888888889,14.997777777777779,14.065555555555555,13.648888888888887,15.908888888888889,15.287777777777778,14.169999999999998,14.611111111111111,14.416666666666666,13.606666666666666,15.043333333333331,13.724444444444444,11.294444444444444,9.0622222222222231,9.6511111111111116,11.035555555555556,10.817777777777778,12.372222222222224,12.52888888888889,11.293333333333331,10.513333333333332,10.562222222222221,9.5800000000000018,9.2533333333333321,10.601111111111113,9.4066666666666645,10.367777777777777,8.6333333333333329,8.0477777777777764,7.8899999999999988,6.862222222222222,7.9299999999999988,7.9066666666666663,8.2888888888888879,8.7177777777777763,7.4300000000000006,7.0511111111111102,7.1011111111111109,6.5511111111111102,7.1355555555555554,8.0777777777777775,6.7077777777777783,5.7911111111111104,3.9899999999999998,3.1077777777777778,3.3677777777777775,3.7277777777777774,3.9622222222222216,4.1944444444444446,3.6566666666666663,2.4888888888888889,2.8955555555555557,3.7844444444444441,3.8133333333333344,5.1688888888888886,5.2888888888888888,3.4555555555555553,3.3277777777777779,4.833333333333333,5.1511111111111116,4.184444444444444,2.8722222222222222,2.5022222222222217,2,1.8177777777777777,2.1055555555555556,1.8644444444444441,1.7777777777777777,1.4244444444444442,1.9222222222222218,1.2233333333333332,0.35555555555555546,0.22222222222222221,1.9722222222222223,1.0999999999999999,1.4866666666666664,1.4944444444444445,1.2499999999999998,1.0944444444444441,1.3544444444444441,0.67333333333333323,0.33444444444444421,5.5555555555556347E-3,0.33333333333333331,0.31111111111111117,0.31777777777777771,0.70666666666666655,0.31777777777777771,4.999999999999992E-2,0,7.7777777777777696E-2,0.3455555555555555,0.24666666666666653,0.1388888888888889,0,0,0,0,0,0,0.24444444444444435,0,0,7.2222222222222063E-2,9.9999999999999839E-2,0.2166666666666662,8.9999999999999858E-2,0,0,0,0,0.25,0,0,0,0,0,0,2.7777777777777776E-2,0.12333333333333327,0,3.9999999999999938E-2,0,0,0,0,0,0.11888888888888892,0,0,0,0.42222222222222228,0.12333333333333327,0,0,0,0,0,0,1.2222222222222159E-2,0,0,0,0,0.10555555555555547,0,0,0.15555555555555539,0.28888888888888864,0.27888888888888869,0,0,0.17888888888888882,0.25555555555555565,0.12333333333333327,0,2.2222222222222143E-2,0,0,0.32777777777777772,0.15555555555555539,0.44444444444444442,0.30777777777777771,2.3333333333333428E-2,0.29444444444444451,0.28888888888888886,0.19444444444444445,7.2222222222222063E-2,0,0.25555555555555565,0.7666666666666665,0.68555555555555558,0.3888888888888889,0.22222222222222221,0.38333333333333325,0.58999999999999986,0.51777777777777778,1.4722222222222223,2.2677777777777774,2.1466666666666665,3.1355555555555554,2.8888888888888884,2.427777777777778,1.8511111111111107,2.0122222222222224,0.8788888888888885,0.94999999999999984,2.1444444444444439,2.6166666666666663,1.9444444444444444,1.3722222222222225,1.3999999999999995,1.6299999999999997,1.9444444444444444,2.0166666666666666,3.5455555555555551,4.8788888888888895,4.2844444444444445,4.2888888888888879,4.6011111111111109,3.9477777777777781,4.1344444444444441,4.59,4.1344444444444441,4.2077777777777774,5.5677777777777786,4.7522222222222217,5.59,5.29,5.5444444444444452,5.8066666666666675,6.5011111111111104,6.5555555555555562,7.9055555555555559,8.2277777777777779,6.2562499999999996,7.4387499999999998,7.9124999999999996,7.1187499999999995,6.9712499999999995,6.0949999999999998,6.4925000000000006,8.6624999999999996,9.6937499999999996,10.9025,9.1737499999999983,8.7474999999999987,11.6,11.75625,10.963750000000001,11.133749999999999,10.657500000000001,11.32625,10.88125,10.913750000000002,10.299999999999999,11.513750000000002,11.5375,11.726249999999999,12.129999999999999,10.901249999999999,12.30875,13.92625,13.9575,15.465,14.9375,13.20125,14.36375,13.545000000000002,14.650000000000002,15.8475,15.091249999999999,15.373749999999998,17.175000000000001,17.881249999999998,15.376250000000001,14.574999999999999,16.556250000000002,15.851250000000002,15.467499999999998,15.899999999999999,18.127500000000005,19.910000000000004,20.0075,18.934999999999999,18.393750000000004,20.712499999999999,20.828749999999996,20.07375,19.2,16.818750000000001,18.12,20.087499999999999,20.576250000000002,19.82375,18.668749999999999,19.2925,19.2925,19.079999999999998,18.918749999999999,19.153750000000002,19.331249999999997,18.241249999999997,17.313749999999999,19.002500000000001,19.688749999999999,20.411249999999999,19.536249999999999]
["Erie Thames Powerlines Corporation (Aylmer, Belmont, Burgessville, Beachville, Clinton, Embro, Ingersoll, Otterville, Port Stanley, Norwich, Tavistock and Thamesford, West Perth)","St Thomas",21.08,24.808888888888887,24.63333333333334,21.74666666666667,20.856666666666666,21.333333333333332,22.154444444444444,22.81666666666667,24.471111111111114,24.02333333333333,20.167777777777772,19.541111111111107,21.432222222222222,24.459999999999997,24.277777777777779,24.88,23.124444444444446,21.856666666666669,22.788888888888888,27.67,28.32,26.303333333333331,25.064444444444444,25.832222222222221,26.037777777777777,25.744444444444444,24.661111111111111,25.063333333333333,23.704444444444441,24.681111111111111,25.138888888888889,22.197777777777777,25.269999999999996,25.983333333333331,26.85,26.758888888888883,25.076666666666668,24.785555555555554,25.068888888888893,25.101111111111109,25.597777777777779,25.121111111111112,25.615555555555559,24.495555555555555,23.742222222222225,26.888888888888889,26.457777777777778,24.394444444444446,21.84888888888889,24.063333333333333,25.025555555555552,23.482222222222223,22.667777777777779,25.348888888888887,24.37777777777778,23.804444444444446,23.16,23.294444444444441,24.719999999999995,21,22.593333333333334,24.209999999999997,23.711111111111112,23.369999999999997,23.994444444444444,23.07,20.277777777777775,19.404444444444447,19.596666666666668,16.294444444444441,15.234444444444446,18.338888888888889,17.651111111111113,15.685555555555558,15.509999999999998,16.361111111111107,16.673333333333332,13.867777777777778,15.347777777777777,16.412222222222223,15.99,16.123333333333331,17.748888888888885,18.162222222222219,16.834444444444443,17.472222222222221,16.677777777777781,15.600000000000001,16.637777777777778,15.892222222222223,13.712222222222222,11.5,12.222222222222221,12.976666666666667,13.463333333333335,15.014444444444441,14.673333333333334,12.583333333333334,12.905555555555557,12.344444444444443,10.985555555555557,11.333333333333334,11.951111111111112,10.862222222222222,11.473333333333336,10.435555555555554,9.757777777777779,10.622222222222224,8.9577777777777783,8.7888888888888896,9.0344444444444445,9.5211111111111109,10.306666666666667,9.5122222222222224,9.4444444444444446,8.5911111111111111,8.0688888888888872,8.2566666666666677,9.3999999999999986,9.4066666666666663,8.1844444444444449,5.9455555555555568,5.4333333333333336,4.7955555555555556,5.3677777777777784,5.3455555555555554,5.8833333333333337,5.0733333333333341,3.8166666666666669,4.206666666666667,5.4611111111111121,5.8344444444444443,5.8366666666666669,6.666666666666667,5.652222222222222,4.833333333333333,6.8066666666666666,6.7622222222222232,5.7622222222222224,3.9355555555555557,3.8722222222222218,2.9222222222222221,3.9000000000000004,3.8177777777777777,3.0277777777777777,2.9844444444444442,1.7666666666666666,2.2555555555555555,2.2055555555555553,0.83333333333333337,1.54,2.6333333333333333,2.2222222222222223,2.6111111111111107,2.6911111111111108,2.4388888888888887,2.0844444444444443,2.6011111111111109,1.4633333333333332,1.6777777777777776,0.67777777777777759,0.91999999999999993,0.64444444444444449,0.72222222222222221,1.4333333333333333,1.5555555555555556,0.84444444444444444,0.12222222222222198,0.70666666666666655,0.92222222222222194,0.76777777777777778,0.51777777777777778,0,0.27222222222222214,0.42333333333333317,9.4444444444444206E-2,0.27222222222222214,2.2222222222222143E-2,0.29999999999999993,0.41666666666666669,0.6000000000000002,1.0466666666666662,1.0111111111111106,0.90666666666666684,0.78333333333333321,0.94555555555555537,6.7777777777777715E-2,2.7777777777777776E-2,0.27777777777777779,0.37888888888888889,0.27777777777777779,0.21111111111111094,0,0.25666666666666654,0.41777777777777758,0.43444444444444447,0.24000000000000002,0.46666666666666656,0.31333333333333335,0.17777777777777753,0.12222222222222198,6.7777777777777715E-2,5.5555555555555552E-2,0.11666666666666675,2.2222222222222143E-2,0.40111111111111103,0.31777777777777771,0,0,0.67222222222222228,0.47777777777777786,0.15111111111111106,4.4444444444444287E-2,0,0,0.12777777777777763,0.35555555555555546,0.85555555555555562,0.16111111111111104,0.21666666666666659,0.33444444444444421,0.1388888888888889,0.58333333333333337,0.36666666666666675,0.1888888888888888,0.54444444444444451,0.90666666666666673,0.79444444444444429,0.39444444444444432,0.22333333333333311,0.75555555555555565,0.58888888888888857,0.8455555555555555,0.60111111111111093,0.27333333333333304,0,0.16666666666666666,0.45555555555555549,0.81111111111111101,1.0011111111111108,0.91888888888888887,0.41777777777777758,0.51222222222222213,0.53999999999999992,0.58888888888888902,0.27888888888888907,0.36111111111111094,0.50111111111111084,1.602222222222222,1.5,1.0833333333333333,0.98666666666666658,1.5055555555555555,1.4844444444444445,2.0777777777777775,2.112222222222222,2.9288888888888889,3.4188888888888886,4.8033333333333328,5.0277777777777777,4.1166666666666671,3.3411111111111103,3.8111111111111109,2.4788888888888891,1.902222222222222,3.6733333333333338,3.6911111111111108,2.6777777777777771,2.3444444444444441,2.9344444444444444,2.7133333333333334,2.8733333333333331,3.8233333333333328,4.9177777777777774,5.9122222222222218,6.4511111111111097,5.4333333333333336,5.4811111111111108,5.6188888888888888,5.2333333333333334,6.3944444444444439,5.905555555555555,5.7122222222222225,6.8733333333333331,6.7388888888888898,7.5777777777777766,6.735555555555556,6.8522222222222222,7.7555555555555555,7.8166666666666673,8.4877777777777776,10.085555555555556,9.7166666666666668,8.1887499999999989,8.7850000000000001,9.6262500000000006,9.5562500000000004,8.3512500000000003,7.875,8.4875000000000007,10.822500000000002,11.3125,13.115,10.882500000000002,9.4449999999999985,13.090000000000002,13.643750000000001,13.025000000000002,13.190000000000001,13.22625,12.92,12.284999999999998,12.839999999999998,12.17,13.215000000000002,12.42,12.88125,12.952500000000001,11.73875,13.557500000000001,15.145,15.581250000000001,17.0075,16.162500000000001,15.355,16.6875,15.324999999999999,16.268750000000001,17.298749999999998,15.95125,16.39875,17.487499999999997,19.005000000000003,17.440000000000001,16.399999999999999,17.993749999999999,17.611250000000002,17.173750000000002,17.02375,19.83625,20.992500000000003,21.473750000000003,21.118749999999999,19.52375,21.87875,22.061250000000001,21.54,20.8825,19.046250000000001,19.754999999999999,21.762499999999999,21.355,21.504999999999999,20.231249999999999,20.956249999999997,19.704999999999998,20.048750000000002,20.748750000000001,20.611250000000002,20.91375,20.141250000000003,17.987499999999997,20.241249999999997,21.55,22.175000000000001,20.898749999999996]
["Espanola Regional Hydro Distribution Corporation (Espanola, Webbwood and Massey)","GreaterSudbury",28.734444444444446,33.246666666666663,32.217777777777776,26.922222222222224,27.176666666666669,26.803333333333327,28.771111111111111,27.794444444444444,28.421111111111113,27.89222222222222,24.911111111111111,26.264444444444443,28.777777777777779,29.205555555555552,30.844444444444441,31.93333333333333,29.411111111111111,28.054444444444442,32.235555555555557,37.56111111111111,36.043333333333329,33.298888888888897,33.71,33.331111111111113,32.31666666666667,32.321111111111108,30.514444444444443,31.361111111111111,31.061111111111106,32.022222222222219,32.487777777777779,31.18,30.694444444444443,30.998888888888885,32.086666666666673,31.213333333333335,30.709999999999997,31.808888888888891,31.432222222222222,29.752222222222219,30.211111111111109,29.921111111111106,31.604444444444443,29.427777777777781,29.408888888888889,31.887777777777771,29.692222222222224,26.758888888888887,27.825555555555557,29.766666666666666,29.848888888888887,28.086666666666666,28.198888888888888,28.736666666666665,27.459999999999997,28.425555555555551,29.252222222222219,29.15333333333334,30.721111111111114,30.274999999999999,28.044444444444444,28.797777777777771,28.454444444444448,28.919999999999998,29.202222222222229,26.981111111111112,23.177777777777781,24.571111111111108,24.16,20.644444444444442,19.376666666666662,22.608888888888892,22.59,19.798888888888893,20.516666666666666,21.191111111111113,20.912222222222219,19.481111111111112,20.193333333333332,21.425555555555558,20.775555555555556,21.542222222222222,23.806666666666665,22.722222222222221,21.351111111111109,22.393333333333331,21.862222222222222,20.168888888888887,19.925555555555555,19.114444444444445,16.995555555555555,17.033333333333335,15.973333333333336,15.74888888888889,17.498888888888889,19.181111111111111,18.821111111111108,17.066666666666666,16.697777777777773,16.933333333333334,16.702222222222222,16.834444444444443,16.443333333333335,14.556666666666668,15.129999999999999,14.538888888888888,13.435555555555554,13.554444444444446,13.116666666666667,12.255555555555556,12.785555555555556,12.916666666666666,11.827777777777779,12.427777777777777,12.451111111111111,11.183333333333334,13.113333333333335,11.879999999999999,11.241111111111111,10.497777777777779,9.0733333333333341,7.5222222222222221,8.3722222222222218,6.8122222222222222,7.6588888888888897,7.9944444444444445,8.0411111111111122,7.0788888888888897,5.9922222222222219,8.5533333333333346,9.7355555555555569,8.2133333333333329,8.8122222222222213,7.5355555555555567,8.3244444444444454,8.1611111111111097,9.2177777777777763,7.3722222222222236,5.7944444444444443,5.7666666666666666,5.3555555555555561,4.8088888888888892,5.3666666666666663,4.1077777777777778,3.724444444444444,4.4444444444444446,4.2777777777777777,4.9288888888888884,4.2399999999999993,2.7444444444444445,3.7511111111111108,4.0999999999999996,4.0077777777777781,4.166666666666667,4.416666666666667,4.7399999999999993,4.7399999999999993,3.5555555555555554,2.9777777777777779,2.9633333333333334,3.1444444444444439,2.6055555555555556,2.1555555555555554,2.1833333333333331,1.8011111111111111,2.1955555555555555,0.88333333333333341,1.5944444444444446,2.0222222222222217,1.7399999999999998,2.5277777777777777,1.5566666666666669,0.64555555555555544,1.64,1.5388888888888885,0.83333333333333337,1.2333333333333329,0.23888888888888873,1.666666666666651E-2,1.1688888888888891,1.4499999999999997,1.4288888888888891,2.6666666666666665,1.3788888888888886,1.5166666666666666,0.89444444444444438,0.29444444444444451,0.48333333333333328,0.90111111111111108,1.1611111111111112,0.5955555555555555,0.6777777777777777,0.69999999999999973,0.73888888888888893,0.86222222222222222,1.6177777777777775,1.4222222222222221,0.82333333333333292,0.90555555555555556,0.45555555555555532,0.68555555555555536,0.73999999999999966,0.51111111111111107,0.1888888888888888,0.66222222222222193,0.68444444444444441,0.33888888888888857,4.4444444444444287E-2,0.34999999999999987,0.76111111111111107,0.98333333333333306,0.96666666666666656,0.37222222222222218,0.25,0.43333333333333318,0.8277777777777775,0.6844444444444443,0.92222222222222228,1.3122222222222222,0.90666666666666651,0.65111111111111108,1.0277777777777777,1.0444444444444443,0.66777777777777758,0.71111111111111114,2.1188888888888888,1.9566666666666666,0.81888888888888856,0.70777777777777773,2.2333333333333334,2.1622222222222223,2.1011111111111109,1.5788888888888886,1.0288888888888887,0.87222222222222234,0.62777777777777777,0.87222222222222179,1.7633333333333332,2.2111111111111108,2.0555555555555554,1.9088888888888889,2.2277777777777774,1.3122222222222222,1.5955555555555554,0.74555555555555542,1.1666666666666665,0.28999999999999992,2.3511111111111109,3.5011111111111117,3.0566666666666666,2.1055555555555561,3.4455555555555555,3.5122222222222224,3.4944444444444449,3.7411111111111115,4.7288888888888891,5.934444444444444,7.0344444444444427,8.1522222222222229,7.8644444444444446,6.2011111111111115,7.5288888888888899,6.974444444444444,4.4611111111111121,5.7233333333333327,6.2566666666666668,6.0666666666666664,4.7511111111111104,5.4911111111111106,4.6977777777777776,3.7011111111111115,4.5766666666666662,8.0633333333333326,9.0066666666666677,9.0499999999999989,8.4844444444444438,7.6522222222222229,8.206666666666667,8.9700000000000006,9.612222222222222,8.9499999999999993,8.6722222222222225,8.4622222222222216,9.275555555555556,9.9711111111111101,9.2088888888888896,9.6288888888888877,10.406666666666666,12.172222222222222,12.675555555555555,12.517777777777779,12.423333333333334,11.861111111111111,12.138749999999998,13.137500000000001,14.188750000000001,14.143750000000001,13.770000000000001,11.244999999999999,12.22625,14.64,15.97,16.407500000000002,14.97125,14.175000000000001,16.89,17.260000000000002,16.64875,15.600000000000001,15.633749999999999,15.78125,15.42,16.637499999999999,15.701250000000002,17.57,16.881249999999998,16.73,16.412500000000001,14.318749999999998,16.631249999999998,18.07375,18.952500000000001,20.373750000000001,20.7225,20.346249999999998,22.148750000000003,19.935000000000002,20.787500000000001,21.1175,20.046250000000004,20.63625,23.73875,25.68,23.611250000000002,22.758750000000003,24.693749999999998,24.305,22.731249999999999,24.03125,25.217500000000001,26.392499999999995,26.898749999999996,27.881249999999998,27.931249999999999,29.168749999999999,27.818750000000001,27.913750000000004,26.141249999999999,25.462499999999999,27.147500000000001,28.561249999999998,28.472499999999997,26.761249999999997,27.234999999999999,29.298749999999998,27.423749999999995,28.206250000000001,28.14,26.236250000000002,25.13,23.380000000000006,23.229999999999997,27.193750000000001,30.546250000000001,30.323749999999997,27.191249999999997]
["Essex Power Corporation (Amherstburg, LaSalle, Leamington and Tecumseh)","Chatham-Kent",20.85,24.157,24.319000000000003,21.238999999999997,21.164999999999999,20.634,21.425000000000004,21.617000000000001,22.438000000000002,22.184999999999999,20.157000000000004,19.754999999999999,22.205000000000002,24.185000000000002,23.46,23.365999999999996,21.985000000000003,22.428999999999998,23.532999999999998,26.93,28.026999999999997,26.155000000000001,25.295000000000002,25.560000000000002,24.383000000000003,24.149000000000004,23.529,24.334,22.738000000000003,23.099,23.253000000000004,21.169,23.798999999999999,24.027999999999999,25.198,26.395999999999997,24.39,22.484999999999996,23.283000000000001,24.942,25.209,25.405000000000001,25.408000000000001,25.121999999999996,24.247999999999998,26.108999999999998,25.119999999999997,24.006,21.46,22.468,22.524000000000001,21.811,21.782999999999998,24.419,23.076000000000001,22.431000000000001,22.698,21.940999999999999,22.864999999999995,17.813333333333333,22.005000000000003,23.414000000000001,22.504999999999999,22.163,22.501000000000001,21.708000000000002,18.224999999999998,17.580000000000002,18.177999999999997,14.302000000000001,14.781000000000001,17.145000000000003,16.038999999999998,14.079999999999998,14.706,14.913,15.245000000000001,13.619,15.109,16.093,15.77,15.220999999999998,16.655000000000001,16.006999999999998,15.842999999999998,16.279,14.876000000000001,14.193000000000003,15.834999999999999,14.526999999999997,12.637,10.902999999999999,12.041,13.596,13.516,14.979000000000003,14.132,12.72,12.486000000000001,13.6,11.479000000000001,11.653,12.618000000000004,11.492000000000001,11.673,9.9799999999999986,9.0610000000000017,9.6209999999999987,8.6080000000000005,9.0210000000000008,9.5659999999999989,9.3670000000000009,9.7510000000000012,9.9849999999999994,9.4169999999999998,8.67,8.3559999999999999,8.984,10.102,9.5160000000000018,8.4149999999999991,5.9749999999999996,5.7110000000000003,5.1620000000000008,5.5859999999999994,4.9844444444444447,6.3344444444444452,5.0222222222222221,3.927777777777778,4.3833333333333337,5.3788888888888886,5.5444444444444443,6.9055555555555559,6.992222222222221,5.7955555555555556,4.5733333333333333,6.8233333333333333,6.8855555555555545,5.8744444444444435,4.2022222222222219,4.0066666666666668,2.9333333333333331,3.4622222222222221,3.8177777777777777,3.3733333333333331,3.0999999999999996,2.3333333333333335,2.9522222222222219,2.0955555555555554,1.2844444444444443,1.2333333333333332,3.92,3.2122222222222216,4.1344444444444441,4.4000000000000004,4.057777777777777,3.7622222222222224,4.5333333333333341,3.1344444444444446,3.5288888888888885,2.7388888888888889,3.0055555555555551,2.4955555555555557,2.7166666666666668,3.0888888888888886,3.3333333333333335,2.8888888888888888,2.2000000000000002,2.6944444444444446,3.0344444444444445,2.8844444444444441,2.4944444444444445,2,0.37777777777777782,0.5888888888888888,6.6666666666666818E-2,0.15666666666666668,0.13333333333333325,0.1722222222222223,0.20000000000000007,0.56666666666666687,1.3555555555555554,1.1055555555555556,1.2888888888888888,0.86111111111111094,0.84000000000000008,0.24000000000000002,6.1111111111110797E-2,0.3888888888888889,0.67222222222222205,0.29999999999999993,0.1722222222222223,7.3333333333333348E-2,0.24444444444444435,0.42333333333333317,0.32888888888888879,0.21888888888888877,2.5455555555555556,1.2222222222222159E-2,0.20555555555555571,4.999999999999992E-2,0.24444444444444435,0.27222222222222214,0.21333333333333351,0.1111111111111111,0.45555555555555549,0.53333333333333321,0,9.5555555555555491E-2,0.59444444444444444,2.4344444444444444,2.1233333333333331,2.0122222222222224,2,2,2.0222222222222221,2.3111111111111113,0.73444444444444401,0.22888888888888875,0.21777777777777749,0.23888888888888873,0.13444444444444414,0.47333333333333333,0.46222222222222226,0.26111111111111085,0.51222222222222213,0.90666666666666673,1.0411111111111111,0.13444444444444414,0.25555555555555526,1.0177777777777777,0.70000000000000007,0.73333333333333328,0.26222222222222213,0.35666666666666635,0.1466666666666667,0.25666666666666654,0.5722222222222223,1.0344444444444443,0.99555555555555542,0.94000000000000006,0.40555555555555539,0.78888888888888908,0.8666666666666667,0.87333333333333329,0.52777777777777779,0.27777777777777779,0.68333333333333313,1.8511111111111112,1.7000000000000002,0.8833333333333333,1.1633333333333331,1.7333333333333332,1.8555555555555554,1.684444444444444,2.1222222222222222,3.5400000000000005,3.5444444444444443,4.9499999999999993,4.5333333333333332,4.0333333333333332,3.8277777777777779,3.8955555555555552,2.112222222222222,1.862222222222222,3.8355555555555552,4.2277777777777779,3.0477777777777777,2.083333333333333,2.5611111111111113,2.9177777777777774,3.2066666666666661,3.6400000000000006,4.5644444444444439,6.1499999999999995,5.54,5.7055555555555557,5.3722222222222218,5.2944444444444452,5.0566666666666675,6.2611111111111102,5.5611111111111118,6.0344444444444445,6.9522222222222219,6.8677777777777784,6.913333333333334,6.2844444444444445,6.9277777777777789,7.2055555555555548,8.1177777777777766,8.3566666666666656,9.4088888888888889,9.3455555555555563,6.94,7.8255555555555567,8.4622222222222216,8.5733333333333324,6.7666666666666657,7.7288888888888891,7.4855555555555542,9.836666666666666,10.277777777777779,12.218888888888888,10.662222222222221,9.0677777777777777,12.166666666666664,12.568888888888885,11.56111111111111,11.285555555555556,10.817777777777778,10.731111111111112,12.165555555555553,12.722222222222221,12.195555555555556,12.41888888888889,12.066666666666668,12.189999999999998,13.244444444444445,11.450000000000001,12.457777777777778,13.874444444444444,14.270000000000001,14.962222222222222,14.705555555555556,14.783333333333335,15.449999999999998,15.321111111111113,15.983333333333333,16.690000000000005,15.351111111111111,15.042222222222225,16.988888888888891,18.162222222222219,16.629999999999995,15.581111111111113,16.934444444444445,16.393333333333331,15.862222222222222,16.666666666666668,18.77333333333333,19.873333333333335,20.944444444444443,19.13111111111111,17.59888888888889,19.615555555555556,19.646666666666661,19.937777777777782,18.205555555555556,16.866666666666664,18.459999999999997,19.96,19.905555555555555,20.16,19.544444444444444,19.72666666666667,17.943333333333335,18.684444444444445,18.488888888888887,18.354444444444439,20.13111111111111,18.950000000000003,17.100000000000001,19.911111111111111,19.982222222222223,20.844444444444449,19.86]
["Festival Hydro Inc. (Stratford, St. Mary's, Seaforth, Hensall, Brussels, Zurich and Dashwood)","Stratford",21.08,24.808888888888887,24.63333333333334,21.74666666666667,20.856666666666666,21.333333333333332,22.154444444444444,22.81666666666667,24.471111111111114,24.02333333333333,20.167777777777772,19.541111111111107,21.432222222222222,24.459999999999997,24.277777777777779,24.88,23.124444444444446,21.856666666666669,22.788888888888888,27.67,28.32,26.303333333333331,25.064444444444444,25.832222222222221,26.037777777777777,25.744444444444444,24.661111111111111,25.063333333333333,23.704444444444441,24.681111111111111,25.138888888888889,22.197777777777777,25.269999999999996,25.983333333333331,26.85,26.758888888888883,25.076666666666668,24.785555555555554,25.068888888888893,25.101111111111109,25.597777777777779,25.121111111111112,25.615555555555559,24.495555555555555,23.742222222222225,26.888888888888889,26.457777777777778,24.394444444444446,21.84888888888889,24.063333333333333,25.025555555555552,23.482222222222223,22.667777777777779,25.348888888888887,24.37777777777778,23.804444444444446,23.16,23.294444444444441,24.719999999999995,21,22.593333333333334,24.209999999999997,23.711111111111112,23.369999999999997,23.994444444444444,23.07,20.277777777777775,19.404444444444447,19.596666666666668,16.294444444444441,15.234444444444446,18.338888888888889,17.651111111111113,15.685555555555558,15.509999999999998,16.361111111111107,16.673333333333332,13.867777777777778,15.347777777777777,16.412222222222223,15.99,16.123333333333331,17.748888888888885,18.162222222222219,16.834444444444443,17.472222222222221,16.677777777777781,15.600000000000001,16.637777777777778,15.892222222222223,13.712222222222222,11.5,12.222222222222221,12.976666666666667,13.463333333333335,15.014444444444441,14.673333333333334,12.583333333333334,12.905555555555557,12.344444444444443,10.985555555555557,11.333333333333334,11.951111111111112,10.862222222222222,11.473333333333336,10.435555555555554,9.757777777777779,10.622222222222224,8.9577777777777783,8.7888888888888896,9.0344444444444445,9.5211111111111109,10.306666666666667,9.5122222222222224,9.4444444444444446,8.5911111111111111,8.0688888888888872,8.2566666666666677,9.3999999999999986,9.4066666666666663,8.1844444444444449,5.9455555555555568,5.4333333333333336,4.7955555555555556,5.3677777777777784,5.3455555555555554,5.8833333333333337,5.0733333333333341,3.8166666666666669,4.206666666666667,5.4611111111111121,5.8344444444444443,5.8366666666666669,6.666666666666667,5.652222222222222,4.833333333333333,6.8066666666666666,6.7622222222222232,5.7622222222222224,3.9355555555555557,3.8722222222222218,2.9222222222222221,3.9000000000000004,3.8177777777777777,3.0277777777777777,2.9844444444444442,1.7666666666666666,2.2555555555555555,2.2055555555555553,0.83333333333333337,1.54,2.6333333333333333,2.2222222222222223,2.6111111111111107,2.6911111111111108,2.4388888888888887,2.0844444444444443,2.6011111111111109,1.4633333333333332,1.6777777777777776,0.67777777777777759,0.91999999999999993,0.64444444444444449,0.72222222222222221,1.4333333333333333,1.5555555555555556,0.84444444444444444,0.12222222222222198,0.70666666666666655,0.92222222222222194,0.76777777777777778,0.51777777777777778,0,0.27222222222222214,0.42333333333333317,9.4444444444444206E-2,0.27222222222222214,2.2222222222222143E-2,0.29999999999999993,0.41666666666666669,0.6000000000000002,1.0466666666666662,1.0111111111111106,0.90666666666666684,0.78333333333333321,0.94555555555555537,6.7777777777777715E-2,2.7777777777777776E-2,0.27777777777777779,0.37888888888888889,0.27777777777777779,0.21111111111111094,0,0.25666666666666654,0.41777777777777758,0.43444444444444447,0.24000000000000002,0.46666666666666656,0.31333333333333335,0.17777777777777753,0.12222222222222198,6.7777777777777715E-2,5.5555555555555552E-2,0.11666666666666675,2.2222222222222143E-2,0.40111111111111103,0.31777777777777771,0,0,0.67222222222222228,0.47777777777777786,0.15111111111111106,4.4444444444444287E-2,0,0,0.12777777777777763,0.35555555555555546,0.85555555555555562,0.16111111111111104,0.21666666666666659,0.33444444444444421,0.1388888888888889,0.58333333333333337,0.36666666666666675,0.1888888888888888,0.54444444444444451,0.90666666666666673,0.79444444444444429,0.39444444444444432,0.22333333333333311,0.75555555555555565,0.58888888888888857,0.8455555555555555,0.60111111111111093,0.27333333333333304,0,0.16666666666666666,0.45555555555555549,0.81111111111111101,1.0011111111111108,0.91888888888888887,0.41777777777777758,0.51222222222222213,0.53999999999999992,0.58888888888888902,0.27888888888888907,0.36111111111111094,0.50111111111111084,1.602222222222222,1.5,1.0833333333333333,0.98666666666666658,1.5055555555555555,1.4844444444444445,2.0777777777777775,2.112222222222222,2.9288888888888889,3.4188888888888886,4.8033333333333328,5.0277777777777777,4.1166666666666671,3.3411111111111103,3.8111111111111109,2.4788888888888891,1.902222222222222,3.6733333333333338,3.6911111111111108,2.6777777777777771,2.3444444444444441,2.9344444444444444,2.7133333333333334,2.8733333333333331,3.8233333333333328,4.9177777777777774,5.9122222222222218,6.4511111111111097,5.4333333333333336,5.4811111111111108,5.6188888888888888,5.2333333333333334,6.3944444444444439,5.905555555555555,5.7122222222222225,6.8733333333333331,6.7388888888888898,7.5777777777777766,6.735555555555556,6.8522222222222222,7.7555555555555555,7.8166666666666673,8.4877777777777776,10.085555555555556,9.7166666666666668,8.1887499999999989,8.7850000000000001,9.6262500000000006,9.5562500000000004,8.3512500000000003,7.875,8.4875000000000007,10.822500000000002,11.3125,13.115,10.882500000000002,9.4449999999999985,13.090000000000002,13.643750000000001,13.025000000000002,13.190000000000001,13.22625,12.92,12.284999999999998,12.839999999999998,12.17,13.215000000000002,12.42,12.88125,12.952500000000001,11.73875,13.557500000000001,15.145,15.581250000000001,17.0075,16.162500000000001,15.355,16.6875,15.324999999999999,16.268750000000001,17.298749999999998,15.95125,16.39875,17.487499999999997,19.005000000000003,17.440000000000001,16.399999999999999,17.993749999999999,17.611250000000002,17.173750000000002,17.02375,19.83625,20.992500000000003,21.473750000000003,21.118749999999999,19.52375,21.87875,22.061250000000001,21.54,20.8825,19.046250000000001,19.754999999999999,21.762499999999999,21.355,21.504999999999999,20.231249999999999,20.956249999999997,19.704999999999998,20.048750000000002,20.748750000000001,20.611250000000002,20.91375,20.141250000000003,17.987499999999997,20.241249999999997,21.55,22.175000000000001,20.898749999999996]
["Fort Albany Power Corporation (Fort Albany First Nation)","FortAlbany",36.337777777777774,37.852222222222224,35.05222222222222,30.364444444444448,33.743333333333332,34.416666666666664,33.611111111111114,33.215555555555554,31.982222222222219,33.672222222222224,33.516666666666673,34.098888888888894,34.665555555555557,36.202222222222218,37.425555555555555,38.553333333333327,36.518888888888888,36.865555555555552,40.821111111111115,42.460000000000008,40.221111111111114,39.19777777777778,37.683333333333337,37.977777777777781,38.549999999999997,38.646666666666668,35.797777777777782,34.227777777777789,35.882222222222225,37.676666666666669,40.037777777777784,40.626666666666665,39.705555555555549,37.914444444444449,37.866666666666667,36.419999999999995,37.082222222222221,38.285555555555554,38.56111111111111,37.94777777777778,36.133333333333333,35.63666666666667,37.849999999999994,37.661111111111119,37.243333333333332,36.776666666666671,32.181111111111115,31.898888888888887,33.783333333333331,33.665555555555557,34.727777777777781,33.881111111111103,34.853333333333332,33.775555555555556,33.897777777777783,36.404444444444444,37.014444444444443,35.337777777777774,35.865555555555559,36.375,35.177777777777784,35.021111111111104,33.576666666666661,35.788888888888891,35.632222222222225,31.268888888888892,31.43333333333333,35.048888888888889,31.355555555555561,27.011111111111109,28.83666666666667,31.975555555555552,28.632222222222222,25.883333333333333,27.65,27.066666666666666,25.682222222222222,27.454444444444441,27.07,25.988888888888887,24.515555555555558,29.620000000000005,31.114444444444448,26.286666666666669,24.771111111111111,27.974444444444444,27.577777777777776,27.933333333333334,27.257777777777775,23.573333333333334,23.236666666666665,22.792222222222222,20.74,21.133333333333333,22.526666666666667,24.415555555555557,23.842222222222219,22.094444444444445,21.808888888888891,21.867777777777778,21.775555555555556,25.203333333333333,23.216666666666669,18.75,20.948888888888888,19.593333333333337,17.753333333333337,19.883333333333333,19.215555555555554,20.435555555555553,18.917777777777776,17.568888888888889,15.434444444444441,16.935555555555556,17.506666666666668,17.690000000000001,17.259999999999998,16.351111111111109,16.317777777777778,15.846666666666664,13.684444444444445,12.62222222222222,13.015555555555554,12.666666666666666,16.423333333333332,13.877777777777778,11.653333333333332,12.553333333333335,14.008888888888889,15.475555555555552,13.056666666666665,13.635555555555555,12.624444444444443,10.334444444444445,9.68888888888889,12.966666666666667,13.09,11.914444444444445,10.928888888888888,13.863333333333332,13.523333333333333,12.756666666666668,10.691111111111111,9.0333333333333332,8.0766666666666662,8.3455555555555563,11.738888888888889,10.86888888888889,8.9888888888888889,10.057777777777778,12.478888888888889,8.5288888888888899,8.7666666666666657,8.9788888888888891,7.6622222222222218,9.6677777777777774,10.719999999999999,7.884444444444445,5.0055555555555555,8.4622222222222216,6.8299999999999992,4.9899999999999993,4.5022222222222217,5.9011111111111108,6.0666666666666664,3.7833333333333337,3.1011111111111114,3.9277777777777771,3.7944444444444443,5.4066666666666663,4.9844444444444447,7.1722222222222216,5.017777777777777,4.4388888888888891,4.9399999999999995,6.0555555555555554,5.4077777777777776,6.8333333333333321,4.0966666666666667,2.9944444444444445,4.4677777777777772,5.45,3.7999999999999994,3.7066666666666666,2.4833333333333338,2.3055555555555554,1.9555555555555557,3.6677777777777782,5.666666666666667,3.7277777777777774,3.7333333333333334,2.4722222222222223,2.3077777777777779,1.9555555555555557,1.5344444444444445,2.8844444444444446,2.6788888888888889,1.2777777777777777,2.1500000000000004,3.0733333333333328,3.6500000000000004,2.4622222222222225,2.6888888888888882,2.1722222222222221,3.1166666666666663,2.773333333333333,2.8833333333333333,3.3611111111111112,2.4411111111111108,2.7622222222222224,2.6300000000000003,2.1333333333333337,1.5566666666666664,1.0499999999999998,1.996666666666667,2.69,2.1722222222222221,2.0511111111111107,2.7733333333333334,4.0500000000000007,2.2411111111111115,2.7222222222222223,4.1233333333333331,4.3011111111111102,3.1288888888888886,3.2855555555555558,2.8777777777777778,3.1633333333333336,3.0555555555555554,4.0388888888888879,4.6355555555555554,4.7166666666666659,3.1566666666666667,1.4066666666666665,3.2233333333333332,2.2166666666666668,1.951111111111111,2.9833333333333329,2.9633333333333329,3.6222222222222222,4.5222222222222221,2.3499999999999996,4.1255555555555556,5.29,2.411111111111111,2.75,3.5177777777777783,6.59,5.2277777777777779,3.8244444444444445,7.2955555555555565,7.1166666666666663,6.6455555555555561,6.7944444444444452,4.9666666666666668,7.4911111111111115,7.83,8.5355555555555558,9.5122222222222206,7.5844444444444434,7.9111111111111114,8.5399999999999991,8.2566666666666677,6.844444444444445,7.1944444444444446,9.4755555555555535,9.6166666666666671,7.307777777777777,6.8555555555555552,6.09,4.1333333333333337,7.0133333333333328,10.167777777777777,10.452222222222224,9.6900000000000013,9.7977777777777764,9.3955555555555552,10.033333333333333,12.034444444444444,11.259999999999998,10.576666666666666,10.462222222222222,10.655555555555557,12.617777777777778,11.69222222222222,8.7355555555555551,9.9622222222222234,12.034444444444444,14.702222222222222,14.643333333333333,14.035555555555554,13.53888888888889,11.956666666666667,13.776249999999999,15.054999999999998,14.978750000000002,14.72125,14.174999999999997,13.067500000000001,13.043749999999998,15.001250000000001,17.1325,17.850000000000001,16.482499999999998,14.895,17.771250000000002,16.87,16.69875,16.837499999999999,16.74625,18.2075,16.548750000000002,17.30125,19.142500000000002,19.28125,18.766249999999999,18.501250000000002,17.21875,16.848749999999999,19.237500000000001,20.634999999999998,19.482499999999998,20.936249999999998,23.26125,24.278750000000002,24.813750000000002,24.056249999999999,24.418750000000003,23.706250000000001,25.218749999999996,26.642499999999998,27.341250000000002,27.017499999999998,27.651249999999997,29.381250000000001,30.868750000000002,28.223749999999999,25.4375,28.231249999999999,29.385000000000002,30.278750000000002,30.9375,32.741250000000001,35.056249999999999,35.059999999999995,36.379999999999995,35.866250000000008,33.493749999999999,33.677499999999995,32.866250000000001,33.053750000000001,32.754999999999995,34.717500000000001,34.662500000000001,34.796250000000001,32.85,32.206250000000004,30.83,32.393749999999997,31.506250000000001,30.654999999999998,29.0625,34.929999999999993,37.335000000000001,37.628749999999997,36.484999999999999]
["Fort Frances Power Corp. (Fort Frances)","FortFrances",34.271111111111111,36.832222222222221,34.198888888888888,33.982222222222219,34.161111111111111,32.415555555555557,31.310000000000002,31.861111111111111,31.416666666666668,27.144444444444446,27.632222222222218,29.593333333333337,32.093333333333334,33.221111111111107,30.965555555555554,31.213333333333335,32.182222222222222,33.414444444444449,33.611111111111114,34.855555555555554,35.533333333333331,32.18333333333333,32.221111111111114,30.315555555555552,31.94777777777778,30.778888888888886,30.597777777777779,28.454444444444441,32.033333333333331,35.198888888888888,33.137777777777778,33.961111111111109,34.232222222222227,31.898888888888891,31.14222222222222,29.688888888888886,30.027777777777779,30.954444444444448,30.243333333333325,30.44777777777778,31.599999999999998,31.882222222222222,30.022222222222222,29.431111111111111,30.788888888888884,29.972222222222221,28.532222222222224,27.911111111111111,31.265555555555554,33.400000000000006,29.700000000000003,31.060000000000002,31.337777777777781,29.081111111111106,28.732222222222227,31.758888888888894,32.392222222222223,32.335555555555558,29.799999999999997,25,30.90333333333334,30.403333333333332,28.572222222222219,28.871111111111109,27.89222222222222,24.31111111111111,26.490000000000002,25.298888888888886,21.612222222222222,19.884444444444444,21.523333333333333,22.398888888888891,19.477777777777778,17.601111111111109,18.461111111111112,20.173333333333332,18,18.493333333333332,20.415555555555553,21.264444444444443,20.084444444444443,20.86,21.944444444444443,21.254444444444445,23.682222222222222,23.62,22.148888888888887,21.499999999999996,18.807777777777783,16.195555555555558,16.978888888888889,17.462222222222223,16.847777777777779,17.837777777777781,17.844444444444445,18.104444444444443,16.984444444444446,16.661111111111111,16.728888888888889,15.544444444444444,16.648888888888887,15.724444444444446,13.387777777777778,14.64777777777778,15.130000000000003,13.697777777777778,15.463333333333335,14.58,15.596666666666668,14.870000000000001,15.374444444444444,14.318888888888889,14.423333333333334,13.016666666666666,13.633333333333333,13.484444444444444,13.833333333333334,13.602222222222222,12.833333333333334,11.64111111111111,10.712222222222223,12.205555555555556,11.851111111111111,12.902222222222223,12.491111111111113,11.68333333333333,10.25,9.5744444444444454,11.817777777777778,12.317777777777778,10.7,11.396666666666667,11.823333333333334,11.30111111111111,10.112222222222222,9.1366666666666667,9.7299999999999986,7.38,7.8677777777777784,7.1288888888888886,6.6455555555555561,8.8666666666666654,6.4722222222222223,5.9899999999999993,6.4944444444444436,5.84,7.6344444444444441,7.1500000000000012,5.4511111111111115,6.3122222222222213,7.2666666666666657,6.9188888888888886,7.4455555555555559,7.9188888888888886,5.8555555555555561,5.3788888888888886,6.1333333333333337,5.7055555555555539,5.3277777777777784,6.0666666666666664,5.9177777777777765,5.6455555555555552,6.3833333333333337,5.7455555555555566,4.4788888888888891,4.55,4.706666666666667,3.7522222222222226,4.1444444444444439,3.9122222222222214,4.083333333333333,3.2333333333333334,2.9399999999999995,2.9344444444444444,3.0233333333333334,3.0333333333333332,2.7455555555555557,2.2888888888888888,2.2288888888888887,3.6277777777777778,3.5622222222222226,3.5055555555555555,3.3666666666666667,3.3722222222222218,3.2055555555555557,2.7722222222222221,2.2722222222222221,3.0055555555555551,2.9333333333333331,3.3611111111111112,2.9177777777777778,2.7177777777777781,2.7788888888888885,3.6055555555555552,3.7333333333333325,3.3355555555555556,2.9355555555555553,3.4055555555555554,2.8722222222222218,2.3499999999999996,2.8611111111111112,2.9233333333333338,2.6388888888888888,2.8411111111111111,3.3555555555555556,2.5577777777777779,2.3777777777777782,2.9666666666666668,3.1333333333333333,3.083333333333333,2.7888888888888892,2.6233333333333331,2.4666666666666668,2.8177777777777777,3.05,3.5833333333333335,4.1455555555555561,3.7999999999999994,3.5355555555555558,3.6222222222222222,2.7944444444444443,3.6455555555555557,3.7677777777777774,3.0177777777777779,2.8011111111111111,3.1833333333333336,3.5555555555555554,3.1999999999999997,3.5555555555555554,4.0122222222222224,4.4388888888888873,4.5122222222222224,3.8000000000000003,3.4066666666666667,2.8944444444444444,3.5388888888888892,3.9122222222222223,4.3122222222222222,4.3533333333333335,3.9888888888888889,3.862222222222222,3.2244444444444444,3.6511111111111112,2.9788888888888887,3.6733333333333338,4.144444444444443,4.934444444444444,5.5066666666666659,6.0277777777777777,5.1444444444444439,5.8288888888888897,6.333333333333333,6.4122222222222227,5.6900000000000013,5.6111111111111107,6.7111111111111112,7.568888888888889,8.2011111111111106,8.7744444444444447,7.7177777777777772,8.6322222222222234,7.7588888888888885,5.5077777777777781,7.4722222222222223,7.4833333333333325,9.1900000000000013,7.7088888888888887,7.7555555555555564,7.333333333333333,5.5177777777777779,6.0277777777777777,8.09,9.2177777777777763,8.9911111111111115,9.4111111111111114,11.27888888888889,8.8677777777777784,9.3288888888888888,9.3244444444444454,9.3566666666666674,9.2466666666666661,9.4333333333333318,11.067777777777779,10.326666666666666,8.6044444444444448,9.9788888888888891,11.911111111111113,12.311111111111112,13.046666666666665,12.438888888888888,13.23,12.035555555555554,11.848888888888888,13.706249999999999,13.787500000000001,13.319999999999999,12.5625,12.678750000000001,12.74,14.643750000000001,15.966249999999999,17.231249999999999,16.653749999999999,13.608750000000001,16.877499999999998,16.12,14.957500000000001,14.838749999999999,15.38875,15.837499999999999,15.032499999999999,16.142500000000002,17.425000000000001,18.079999999999998,18.036249999999999,18.602500000000003,18.46875,17.912500000000001,19.698749999999997,20.951250000000002,21.148750000000003,22.106249999999999,22.348749999999999,20.662500000000001,24.447499999999998,23.77375,23.252500000000001,23.929999999999996,23.298749999999995,23.871249999999996,27.502499999999998,28.8125,25.917499999999997,26.692499999999999,27.09375,28.342500000000001,25.368749999999999,28.297499999999999,30.15625,32.050000000000004,32.667500000000004,33.948750000000004,34.516249999999999,34.704999999999991,34.616250000000001,34.792500000000004,33.787499999999994,32.118749999999999,32.262500000000003,33.192499999999995,33.973749999999995,31.125,29.808749999999996,28.598750000000006,28.192499999999999,27.109999999999996,29.64875,30.086250000000003,30.242500000000003,28.936250000000001,27.993749999999999,28.916250000000005,32.085000000000001,33.90625,34.411250000000003,35.587499999999999]
["Greater Sudbury Hydro (Greater Sudbury and the Municipality of West Nipissing)","GreaterSudbury",28.734444444444446,33.246666666666663,32.217777777777776,26.922222222222224,27.176666666666669,26.803333333333327,28.771111111111111,27.794444444444444,28.421111111111113,27.89222222222222,24.911111111111111,26.264444444444443,28.777777777777779,29.205555555555552,30.844444444444441,31.93333333333333,29.411111111111111,28.054444444444442,32.235555555555557,37.56111111111111,36.043333333333329,33.298888888888897,33.71,33.331111111111113,32.31666666666667,32.321111111111108,30.514444444444443,31.361111111111111,31.061111111111106,32.022222222222219,32.487777777777779,31.18,30.694444444444443,30.998888888888885,32.086666666666673,31.213333333333335,30.709999999999997,31.808888888888891,31.432222222222222,29.752222222222219,30.211111111111109,29.921111111111106,31.604444444444443,29.427777777777781,29.408888888888889,31.887777777777771,29.692222222222224,26.758888888888887,27.825555555555557,29.766666666666666,29.848888888888887,28.086666666666666,28.198888888888888,28.736666666666665,27.459999999999997,28.425555555555551,29.252222222222219,29.15333333333334,30.721111111111114,30.274999999999999,28.044444444444444,28.797777777777771,28.454444444444448,28.919999999999998,29.202222222222229,26.981111111111112,23.177777777777781,24.571111111111108,24.16,20.644444444444442,19.376666666666662,22.608888888888892,22.59,19.798888888888893,20.516666666666666,21.191111111111113,20.912222222222219,19.481111111111112,20.193333333333332,21.425555555555558,20.775555555555556,21.542222222222222,23.806666666666665,22.722222222222221,21.351111111111109,22.393333333333331,21.862222222222222,20.168888888888887,19.925555555555555,19.114444444444445,16.995555555555555,17.033333333333335,15.973333333333336,15.74888888888889,17.498888888888889,19.181111111111111,18.821111111111108,17.066666666666666,16.697777777777773,16.933333333333334,16.702222222222222,16.834444444444443,16.443333333333335,14.556666666666668,15.129999999999999,14.538888888888888,13.435555555555554,13.554444444444446,13.116666666666667,12.255555555555556,12.785555555555556,12.916666666666666,11.827777777777779,12.427777777777777,12.451111111111111,11.183333333333334,13.113333333333335,11.879999999999999,11.241111111111111,10.497777777777779,9.0733333333333341,7.5222222222222221,8.3722222222222218,6.8122222222222222,7.6588888888888897,7.9944444444444445,8.0411111111111122,7.0788888888888897,5.9922222222222219,8.5533333333333346,9.7355555555555569,8.2133333333333329,8.8122222222222213,7.5355555555555567,8.3244444444444454,8.1611111111111097,9.2177777777777763,7.3722222222222236,5.7944444444444443,5.7666666666666666,5.3555555555555561,4.8088888888888892,5.3666666666666663,4.1077777777777778,3.724444444444444,4.4444444444444446,4.2777777777777777,4.9288888888888884,4.2399999999999993,2.7444444444444445,3.7511111111111108,4.0999999999999996,4.0077777777777781,4.166666666666667,4.416666666666667,4.7399999999999993,4.7399999999999993,3.5555555555555554,2.9777777777777779,2.9633333333333334,3.1444444444444439,2.6055555555555556,2.1555555555555554,2.1833333333333331,1.8011111111111111,2.1955555555555555,0.88333333333333341,1.5944444444444446,2.0222222222222217,1.7399999999999998,2.5277777777777777,1.5566666666666669,0.64555555555555544,1.64,1.5388888888888885,0.83333333333333337,1.2333333333333329,0.23888888888888873,1.666666666666651E-2,1.1688888888888891,1.4499999999999997,1.4288888888888891,2.6666666666666665,1.3788888888888886,1.5166666666666666,0.89444444444444438,0.29444444444444451,0.48333333333333328,0.90111111111111108,1.1611111111111112,0.5955555555555555,0.6777777777777777,0.69999999999999973,0.73888888888888893,0.86222222222222222,1.6177777777777775,1.4222222222222221,0.82333333333333292,0.90555555555555556,0.45555555555555532,0.68555555555555536,0.73999999999999966,0.51111111111111107,0.1888888888888888,0.66222222222222193,0.68444444444444441,0.33888888888888857,4.4444444444444287E-2,0.34999999999999987,0.76111111111111107,0.98333333333333306,0.96666666666666656,0.37222222222222218,0.25,0.43333333333333318,0.8277777777777775,0.6844444444444443,0.92222222222222228,1.3122222222222222,0.90666666666666651,0.65111111111111108,1.0277777777777777,1.0444444444444443,0.66777777777777758,0.71111111111111114,2.1188888888888888,1.9566666666666666,0.81888888888888856,0.70777777777777773,2.2333333333333334,2.1622222222222223,2.1011111111111109,1.5788888888888886,1.0288888888888887,0.87222222222222234,0.62777777777777777,0.87222222222222179,1.7633333333333332,2.2111111111111108,2.0555555555555554,1.9088888888888889,2.2277777777777774,1.3122222222222222,1.5955555555555554,0.74555555555555542,1.1666666666666665,0.28999999999999992,2.3511111111111109,3.5011111111111117,3.0566666666666666,2.1055555555555561,3.4455555555555555,3.5122222222222224,3.4944444444444449,3.7411111111111115,4.7288888888888891,5.934444444444444,7.0344444444444427,8.1522222222222229,7.8644444444444446,6.2011111111111115,7.5288888888888899,6.974444444444444,4.4611111111111121,5.7233333333333327,6.2566666666666668,6.0666666666666664,4.7511111111111104,5.4911111111111106,4.6977777777777776,3.7011111111111115,4.5766666666666662,8.0633333333333326,9.0066666666666677,9.0499999999999989,8.4844444444444438,7.6522222222222229,8.206666666666667,8.9700000000000006,9.612222222222222,8.9499999999999993,8.6722222222222225,8.4622222222222216,9.275555555555556,9.9711111111111101,9.2088888888888896,9.6288888888888877,10.406666666666666,12.172222222222222,12.675555555555555,12.517777777777779,12.423333333333334,11.861111111111111,12.138749999999998,13.137500000000001,14.188750000000001,14.143750000000001,13.770000000000001,11.244999999999999,12.22625,14.64,15.97,16.407500000000002,14.97125,14.175000000000001,16.89,17.260000000000002,16.64875,15.600000000000001,15.633749999999999,15.78125,15.42,16.637499999999999,15.701250000000002,17.57,16.881249999999998,16.73,16.412500000000001,14.318749999999998,16.631249999999998,18.07375,18.952500000000001,20.373750000000001,20.7225,20.346249999999998,22.148750000000003,19.935000000000002,20.787500000000001,21.1175,20.046250000000004,20.63625,23.73875,25.68,23.611250000000002,22.758750000000003,24.693749999999998,24.305,22.731249999999999,24.03125,25.217500000000001,26.392499999999995,26.898749999999996,27.881249999999998,27.931249999999999,29.168749999999999,27.818750000000001,27.913750000000004,26.141249999999999,25.462499999999999,27.147500000000001,28.561249999999998,28.472499999999997,26.761249999999997,27.234999999999999,29.298749999999998,27.423749999999995,28.206250000000001,28.14,26.236250000000002,25.13,23.380000000000006,23.229999999999997,27.193750000000001,30.546250000000001,30.323749999999997,27.191249999999997]
["Grimsby Power Inc. (Grimsby)","St. Catherines",19.058888888888887,22.396666666666665,23.63,18.921111111111113,18.95,18.720000000000002,19.91333333333333,19.950000000000003,20.703333333333333,20.650000000000002,17.193333333333335,17.583333333333332,19.031111111111112,22.193333333333332,21.798888888888889,22.602222222222224,21.46777777777778,20.386666666666667,20.665555555555553,25.12777777777778,25.926666666666666,24.082222222222221,23.116666666666664,24.198888888888892,22.927777777777777,24.02,22.450000000000003,22.500000000000004,21.644444444444446,22.133333333333336,22.521111111111111,20.450000000000003,21.904444444444447,22.671111111111109,22.995555555555555,23.355555555555551,23.144444444444446,21.72,23.593333333333334,22.666666666666668,23.336666666666666,23.071111111111108,22.4,22.998888888888889,21.016666666666666,24.205555555555556,23.31,21.704444444444441,19.767777777777777,21.348888888888887,22.805555555555557,20.953333333333333,20.347777777777779,22.109999999999996,21.682222222222222,21.053333333333331,20.834444444444447,20.94,22.62777777777778,20.174999999999997,20.548888888888889,21.450000000000003,20.482222222222219,21.212222222222223,21.21777777777778,20.486666666666665,18.144444444444442,17.21777777777778,18.561111111111114,15.704444444444444,13.316666666666668,15.682222222222221,16.450000000000003,13.967777777777778,14.885555555555555,16.537777777777777,15.890000000000002,13.526666666666666,14.378888888888888,16.084444444444447,15.645555555555555,14.554444444444446,16.91,17.388888888888889,15.117777777777778,15.584444444444443,15.457777777777778,13.677777777777777,15.037777777777778,15.445555555555554,13.124444444444443,10.556666666666665,10.834444444444443,11.557777777777778,11.473333333333334,13.483333333333331,13.979999999999999,11.573333333333332,11.867777777777777,11.444444444444445,10.29,11.30111111111111,11.545555555555557,10.578888888888891,10.005555555555556,10.352222222222224,8.257777777777779,8.974444444444444,7.514444444444444,8.4555555555555557,7.9722222222222223,8.4911111111111115,9.4777777777777779,8.3388888888888903,8.7944444444444443,8.5555555555555554,7.2944444444444434,6.7888888888888879,7.9944444444444436,7.9288888888888884,6.9722222222222223,5.3688888888888897,5.7077777777777774,4.3666666666666663,4.8277777777777784,5.8177777777777777,5.8722222222222236,4.8344444444444434,3.8511111111111109,3.1666666666666661,4.0388888888888888,4.6566666666666663,5.3122222222222222,5.072222222222222,4.0733333333333333,3.523333333333333,4.612222222222222,6.3177777777777768,4.9444444444444446,3.1911111111111108,2.5666666666666669,2.7666666666666666,2.5,2.3466666666666662,1.8555555555555552,1.8000000000000003,1.3777777777777778,2.0022222222222217,1.6733333333333331,0.68333333333333357,0.63333333333333341,2.0911111111111111,1.8555555555555554,1.5555555555555556,1.9000000000000001,2.0333333333333332,1.5244444444444443,1.9522222222222223,1.2055555555555555,1.0899999999999999,0.5855555555555555,0.40555555555555539,0.23333333333333328,0.32777777777777772,0.56777777777777771,0.41888888888888887,0.29555555555555557,0,7.7777777777777696E-2,0.90555555555555556,0.63444444444444459,0.5344444444444445,0,0,3.9999999999999938E-2,0,0,0,0.35000000000000003,0.51222222222222213,0,0.22222222222222221,7.7777777777777696E-2,0.16666666666666666,0.31111111111111117,0,0,0,5.5555555555556347E-3,0.16666666666666666,0.10666666666666676,1.666666666666651E-2,0,5.5555555555555552E-2,0,0,0.10555555555555547,0.21111111111111094,1.666666666666651E-2,0,0,0,0,0,0,3.9999999999999938E-2,0,0,0,1.666666666666651E-2,0,0,0,0,0,0,0,5.5555555555555552E-2,5.1111111111111204E-2,0,0,0,0.27777777777777779,0,0,0,0.20666666666666661,0,0,0,0.39111111111111108,0.1388888888888889,0.29555555555555557,7.8888888888888981E-2,2.7777777777777776E-2,0,5.5555555555556347E-3,6.7777777777777715E-2,0.21666666666666659,0.24999999999999961,0.24444444444444435,3.4444444444444305E-2,0.19444444444444445,0.27777777777777779,0.25555555555555565,0.15555555555555539,0,0.25,0.82222222222222208,0.68999999999999972,0.57888888888888879,0.41666666666666669,0.98333333333333328,0.9788888888888887,1.1855555555555553,1.3833333333333333,2.0777777777777775,2.1999999999999997,2.9288888888888889,3.7333333333333334,2.8944444444444444,2.4055555555555554,3.1955555555555555,1.8388888888888886,1.1666666666666667,2.5955555555555554,2.5344444444444445,2.3511111111111109,2.0411111111111113,2.7944444444444434,1.9288888888888889,1.7188888888888887,2.34,2.9788888888888887,4.2144444444444442,4.8955555555555561,4.04,4.3166666666666664,4.9466666666666672,4.3722222222222218,4.623333333333334,4.3555555555555552,4.594444444444445,5.7855555555555549,6.5055555555555555,7.257777777777779,4.5277777777777777,4.9577777777777783,6.7455555555555549,6.2722222222222221,6.6444444444444422,7.8022222222222224,8.4555555555555557,6.4250000000000007,6.6687500000000002,8.3512500000000003,8.2512500000000006,7.7000000000000011,5.9637500000000001,7.2625000000000002,8.7899999999999991,10.17625,11.3125,9.2562499999999996,7.5875000000000004,11.102499999999999,11.831249999999999,11.275000000000002,10.68125,11.326250000000002,11.4825,10.893750000000001,12.219999999999999,9.8875000000000011,11.708750000000002,11.202499999999999,10.883750000000001,11.841249999999999,9.2675000000000001,11.387499999999999,13.46875,13.657499999999999,15.577499999999999,15.22625,13.955000000000002,15.662499999999998,13.688750000000001,14.23875,14.549999999999999,13.648749999999998,14.33375,14.95125,17.467500000000001,15.362500000000001,14.793749999999999,16.287500000000001,15.327500000000001,14.895000000000003,14.731250000000001,17.2075,18.458749999999998,19.047499999999999,18.912499999999998,16.825000000000003,19.305,20.172500000000003,18.701250000000002,18.987500000000001,17.425000000000001,18.012499999999996,19.52375,19.968749999999996,19.358749999999997,17.943749999999998,19.518750000000001,18.462499999999999,18.58625,18.651250000000001,18.407499999999999,18.5075,17.936250000000001,15.981249999999999,17.932500000000001,19.054999999999996,20.048749999999998,18.798750000000002]
["Guelph Hydro (Guelph and Rockwood)","Guelph",22.35,25.82,26.654000000000003,23.648999999999997,21.971999999999998,21.262,23.057000000000002,23.238,23.699000000000002,24.163999999999998,21.7,21.193999999999999,22.598999999999997,25.373999999999999,24.248000000000001,25.283999999999999,24.193000000000001,22.782,24.508999999999997,28.878000000000004,29.949000000000002,27.435000000000002,25.797999999999995,25.994,25.119999999999997,24.353999999999999,24.113999999999997,24.651999999999997,23.488000000000007,24.734999999999999,24.196999999999999,22.878999999999998,25.226999999999997,25.613999999999997,26.65,26.47,25.849,25.044,25.673000000000002,25.288000000000004,26.493999999999993,26.882999999999999,26.687000000000001,27.945,25.880000000000003,27.764999999999997,26.572999999999997,25.613999999999997,23.630000000000003,24.423000000000002,24.868000000000002,24.106000000000005,23.584,25.484999999999999,24.817999999999998,24.503999999999998,24.344000000000001,23.929000000000002,24.552999999999997,21.436666666666667,23.975000000000001,24.763999999999999,24.330000000000002,24.194000000000003,25.330000000000002,24.132999999999999,20.320999999999998,19.476000000000003,20.035999999999998,17.457999999999998,16.654999999999998,19.093,19.135999999999999,16.204999999999998,17.042000000000002,18.247,18.523999999999997,16.824999999999999,17.581000000000003,18.446000000000002,17.899999999999999,17.488999999999997,19.368000000000002,20.816000000000003,18.989000000000001,18.490000000000002,18.065999999999995,16.964000000000002,18.372000000000003,17.753999999999998,14.882,14.626999999999999,16.239000000000001,17.335999999999999,16.231999999999999,18.548999999999999,17.835000000000001,16.283000000000001,15.866,14.895,14.672000000000001,14.435999999999998,15.121,14.947999999999999,14.176999999999998,13.791000000000002,12.768000000000001,12.151,10.166,11.217000000000001,10.914999999999999,11.733000000000001,11.615999999999998,11.703999999999999,12.494999999999999,11.192,12.266000000000002,10.270999999999997,12.317,12.135999999999999,11.363000000000001,9.8870000000000005,9.3960000000000008,8.3960000000000008,8.8600000000000012,9.1859999999999982,8.9050000000000011,7.4470000000000001,6.5,6.0409999999999995,7.7949999999999999,7.7159999999999993,7.8649999999999975,7.3600000000000012,8.7750000000000004,7.6499999999999986,8.6210000000000004,10.038,8.5220000000000002,7.1650000000000009,6.4120000000000008,5.2859999999999996,5.7219999999999995,5.4509999999999987,5.5950000000000006,5.375,3.9509999999999996,4.7259999999999991,5.01,3.84,3.7149999999999999,5.1650000000000009,5.1820000000000004,5.0750000000000011,5.3800000000000008,5.1400000000000006,4.54,4.4700000000000006,4.266,3.8549999999999995,4.202,3.9659999999999997,2.65,3.6020000000000003,4.1349999999999998,3.9829999999999992,3.25,2.3969999999999998,2.9249999999999994,3.2310000000000003,3.87,3.746,2.4319999999999995,2.58,2.8259999999999996,2.3729999999999998,2.3159999999999998,2.37,2.286,2.4959999999999996,2.8619999999999997,3.5049999999999999,3.4629999999999996,2.9699999999999998,3.496,3.4410000000000003,2.3749999999999996,1.98,2.15,2.2000000000000002,2.4009999999999998,2.2450000000000001,2.21,2.4300000000000002,2.6119999999999997,0.82600000000000018,0.89100000000000001,0.92599999999999982,0.80999999999999994,0.5149999999999999,0.74500000000000011,0.44999999999999984,0.50599999999999989,0.40999999999999981,0.24100000000000002,0.68499999999999994,0.62099999999999989,0.42599999999999999,1.0999999999999944E-2,0.59099999999999997,0.92999999999999994,0.71699999999999986,0.66600000000000004,0.191,0.25999999999999979,0.3299999999999999,0.35499999999999987,1.02,0.97999999999999987,0.87499999999999978,0.97499999999999998,0.57999999999999985,1.1499999999999999,0.67999999999999972,0.65999999999999981,1.19,1.351,1.085,0.76700000000000002,0.96699999999999997,1.0409999999999999,1.3599999999999999,1.405,1.1099999999999999,1.0450000000000002,0.57599999999999985,0.69699999999999984,1.4449999999999998,1.2310000000000001,1.9519999999999995,1.8210000000000002,1.1099999999999999,1.0109999999999997,0.86599999999999999,1.0509999999999999,0.97499999999999998,0.92000000000000015,1.6499999999999997,2.3610000000000002,2.44,1.3399999999999999,1.8350000000000002,2.802,2.5650000000000004,3.5750000000000002,3.1619999999999999,4.3819999999999997,4.5670000000000002,6.3949999999999987,6.6560000000000006,5.2610000000000001,5.1099999999999994,5.3460000000000001,3.5769999999999995,3.4659999999999997,4.6620000000000008,5.4409999999999989,4.5369999999999999,4.2419999999999991,4.4959999999999996,5.0549999999999997,4.4720000000000004,4.8649999999999993,5.31,6.785000000000001,7.3170000000000002,6.7150000000000007,6.9759999999999991,7.0410000000000013,7.65,7.6209999999999996,8.0350000000000001,9.0169999999999995,9.7119999999999997,8.9600000000000009,9.2729999999999997,9.1359999999999992,8.7050000000000018,9.5259999999999998,8.9409999999999989,9.3659999999999997,10.406999999999998,10.776999999999999,10.010000000000002,10.935,12.007,11.961,11.157,10.595999999999998,12.179999999999998,12.269,12.052000000000001,12.699,12.725,11.956,13.295999999999998,13.616999999999999,13.234999999999999,13.227,13.38,13.135,13.081,13.98,13.170999999999998,14.481,13.372,12.456999999999999,14.940999999999999,13.887,14.575000000000003,15.641,15.760000000000002,15.190000000000001,15.879999999999999,16.562999999999999,18.249000000000002,18.143999999999998,18.705000000000002,18.045999999999999,15.888999999999999,15.259999999999996,17.175000000000004,19.561,18.286000000000001,17.045999999999999,18.177,17.701000000000001,17.080000000000002,17.974,19.610000000000003,20.825999999999997,21.261000000000003,21.267000000000003,20.283999999999999,21.92,21.939,21.542999999999999,21.538999999999998,20.084000000000003,21.091999999999999,22.593,21.982999999999997,22.624999999999996,22.665000000000003,22.294999999999998,20.904,20.213999999999995,20.350000000000001,20.106000000000002,20.504000000000001,19.955000000000005,18.234999999999999,20.145,21.205000000000002,22.563000000000002,21.524999999999999]
["Halton Hills Hydro (Halton  Hills)","Halton Hills",21.077777777777776,24.788888888888891,25.338888888888892,20.874444444444446,20.001111111111111,20.62777777777778,21.786666666666665,22.294444444444448,22.633333333333336,22.722222222222221,19.105555555555554,19.29,20.655555555555555,22.861111111111111,23.298888888888889,24.093333333333334,22.344444444444445,20.706666666666667,22.442222222222224,26.75,27.709999999999997,25.684444444444448,24.625555555555557,25.638888888888893,25.25,24.712222222222223,23.397777777777776,23.864444444444441,23.677777777777781,23.575555555555557,24.499999999999996,22.17,24.243333333333332,24.712222222222223,25.28222222222222,25.123333333333338,24.22,24.143333333333331,25.147777777777776,24.451111111111107,24.405555555555555,24.386666666666667,24.473333333333333,24.787777777777777,23.027777777777782,25.564444444444444,24.36333333333333,23.138888888888889,21.501111111111111,22.977777777777774,23.746666666666666,22.792222222222222,21.836666666666666,23.68,23.112222222222226,22.686666666666667,22.676666666666662,22.39777777777778,23.851111111111109,21.274999999999999,21.704444444444444,22.715555555555554,22.058888888888887,22.534444444444446,23.398888888888891,21.5,19.445555555555554,18.416666666666668,18.756666666666668,16.672222222222224,14.128888888888888,17.396666666666665,17.477777777777774,15.282222222222224,14.923333333333334,16.528888888888886,16.916666666666668,14.328888888888891,14.884444444444446,17.116666666666667,16.182222222222222,15.744444444444444,17.867777777777775,18.271111111111111,16.459999999999997,16.903333333333332,16.925555555555558,14.851111111111111,15.895555555555555,15.291111111111112,13.646666666666668,12.474444444444442,11.78,12.623333333333333,12.633333333333333,14.399999999999999,14.533333333333335,12.830000000000002,12.416666666666666,12.176666666666666,11.096666666666669,11.64111111111111,11.295555555555556,10.542222222222223,10.373333333333333,10.612222222222222,9.4177777777777791,10.006666666666668,8.5622222222222231,8.5355555555555558,8.6055555555555543,9.1422222222222231,9.4666666666666668,9.0899999999999981,9.7777777777777786,8.663333333333334,8.6188888888888897,7.3100000000000005,9.0777777777777757,8.9677777777777763,7.8355555555555547,6.0288888888888881,5.873333333333334,5.1822222222222223,5.1899999999999995,5.474444444444444,6.0344444444444445,5.1800000000000006,3.6744444444444451,4.2277777777777779,5.1844444444444449,5.3111111111111109,6.0011111111111104,5.833333333333333,4.8744444444444444,4.3688888888888897,5.7888888888888888,6.6788888888888884,5.3788888888888904,3.5388888888888892,3.157777777777778,2.8800000000000003,2.5899999999999994,2.778888888888889,2.2833333333333332,2.427777777777778,1.8611111111111112,2.5622222222222226,2.6622222222222223,0.92888888888888899,0.90555555555555545,2.652222222222222,2.2888888888888892,2.0955555555555554,2.3555555555555561,2.3788888888888891,2.2177777777777781,2.0122222222222224,1.6722222222222223,1.2233333333333334,1.161111111111111,1.0511111111111111,0.32777777777777772,0.59888888888888892,0.69999999999999984,0.7633333333333332,0.29444444444444451,0,0.48444444444444418,0.90555555555555556,1.177777777777778,0.61666666666666636,1.666666666666651E-2,0.17888888888888882,0.21111111111111094,0,4.999999999999992E-2,0,0.26666666666666672,0.42777777777777776,0.30555555555555558,0.45111111111111096,0.36222222222222239,0.11666666666666675,0.2333333333333335,0.25,0.10555555555555547,0,0.1111111111111111,9.9999999999999839E-2,0,0.14444444444444451,0,0.17888888888888882,0.1111111111111111,4.999999999999992E-2,0.12888888888888891,0.13333333333333325,6.7777777777777715E-2,0,5.5555555555555552E-2,0,0,0,0,7.7777777777777696E-2,5.5555555555556347E-3,0,0,8.3333333333333329E-2,0.16333333333333322,0,0,0,0,0,4.4444444444444287E-2,0.112222222222222,0,2.2222222222222143E-2,0.1111111111111111,9.5555555555555491E-2,0.46111111111111114,5.5555555555556347E-3,0,0.24666666666666653,0.46666666666666656,9.9999999999999839E-2,0.1722222222222223,0,0.63888888888888884,0.33888888888888896,0.33333333333333331,0.11666666666666675,5.5555555555556347E-3,0,0,0.21777777777777788,0.44111111111111101,0.60555555555555551,0.35222222222222199,0.12222222222222238,0.33888888888888896,0.25555555555555565,0.16666666666666666,1.2222222222222159E-2,6.7777777777777715E-2,0.44444444444444442,1.2833333333333334,0.9444444444444442,0.52222222222222237,0.72444444444444422,1.4400000000000002,0.98888888888888871,1.2199999999999998,1.4555555555555553,2.3788888888888886,2.69,4.2077777777777783,4.7233333333333336,3.4333333333333336,3.7344444444444442,3.7744444444444443,2.1688888888888886,1.5177777777777777,3.1000000000000005,3.0111111111111106,2.1277777777777773,2.0011111111111113,2.8233333333333333,2.3944444444444444,2.0055555555555551,2.7733333333333334,3.5744444444444436,5.2666666666666666,5.6511111111111108,4.7633333333333328,5.4133333333333331,5.379999999999999,5.49,5.4966666666666661,5.2955555555555556,5.4944444444444445,6.1388888888888893,6.3844444444444441,7.7133333333333338,7.1722222222222216,6.5344444444444427,7.9177777777777782,8.0722222222222211,8.3955555555555552,9.1577777777777793,8.8288888888888906,7.3012499999999996,7.9824999999999999,9.3874999999999993,9.2199999999999989,9.2812499999999982,7.7749999999999995,8.5637499999999989,9.8887499999999999,11.008750000000001,12.36875,10.156249999999998,9.2449999999999992,12.21875,13.29,12.67,12.350000000000001,12.876250000000001,12.686250000000003,11.775,12.639999999999999,11.68375,13.0275,12.893750000000001,12.632499999999999,13.12125,10.768750000000001,12.657499999999999,14.387499999999999,15.11375,16.626249999999999,16.557500000000001,15.24375,16.698749999999997,15.332500000000001,16.105,16.46875,14.537500000000001,15.063750000000002,16.478750000000002,18.395,17.193749999999998,16.076249999999998,17.555,16.900000000000002,16.411249999999999,16.754999999999999,18.7425,19.791250000000002,20.4925,20.181249999999999,19.202500000000001,20.763749999999998,21.561250000000001,20.708750000000002,20.581250000000001,19.506250000000001,19.942499999999999,21.098750000000003,21.285,20.830000000000002,20.018750000000001,21.017500000000002,19.887499999999996,20.217500000000001,20.388749999999998,20.355,19.423749999999998,19.445,17.55,18.676250000000003,21.2,21.855,20.687500000000004]
["Hearst Power Distribution Company Limited (Hearst)","Hearst",35.771111111111111,38.433333333333337,34.793333333333337,31.048888888888897,34.033333333333331,34.748888888888892,33.282222222222217,32.598888888888894,32.986666666666665,32.387777777777778,31.468888888888884,34.104444444444447,34.721111111111114,35.053333333333327,36.772222222222219,35.86,34.585555555555558,36.748888888888885,41.036666666666669,41.048888888888889,38.103333333333332,37.765555555555551,37.332222222222221,35.873333333333328,36.694444444444443,36.997777777777785,33.025555555555556,33.437777777777775,34.827777777777776,37.694444444444443,37.96,37.594444444444449,37.119999999999997,35.292222222222222,36.171111111111117,35.538888888888891,37.760000000000005,38.047777777777782,36.255555555555553,35.619999999999997,34.965555555555561,35.844444444444441,36.18888888888889,34.058888888888887,36.111111111111114,35.19,30.011111111111113,28.894444444444439,30.34333333333333,32.047777777777782,31.893333333333331,30.544444444444441,31.710000000000004,30.199999999999996,29.864444444444448,32.943333333333335,34.711111111111116,33.872222222222227,33.244444444444447,28.799999999999997,32.176666666666669,33.271111111111111,33.247777777777777,34.177777777777777,35.06,29.025555555555552,28.943333333333335,30.644444444444446,26.271111111111107,23.043333333333333,25.176666666666666,27.956666666666667,24.105555555555554,23.306666666666665,25.966666666666665,25.091111111111108,23.237777777777772,24.232222222222223,24.183333333333334,24.653333333333332,25.243333333333332,27.754444444444445,27.693333333333328,24.013333333333332,24.251111111111111,26.18333333333333,25.838888888888889,26.121111111111116,23.713333333333331,21.046666666666667,19.987777777777776,20.157777777777778,18.768888888888892,19.717777777777776,21.952222222222222,23.981111111111108,22.826666666666668,20.477777777777778,20.294444444444444,20.183333333333334,20.416666666666671,21.325555555555557,18.304444444444446,16.961111111111112,18.181111111111115,16.626666666666665,17.580000000000002,18.338888888888889,18.094444444444445,17.954444444444444,16.698888888888892,16.356666666666666,15.183333333333334,16.018888888888892,15.213333333333331,15.177777777777777,15.593333333333334,15.506666666666668,13.865555555555556,12.987777777777779,11.911111111111113,11.09,12.182222222222224,11.806666666666665,12.886666666666665,12.13,10.384444444444446,9.5388888888888879,10.830000000000002,11.876666666666667,10.973333333333333,11.051111111111112,11.156666666666666,9.4177777777777791,9.8888888888888893,11.568888888888891,11.267777777777779,9.6355555555555554,9.0844444444444452,9.5444444444444443,9.4533333333333349,9.8722222222222218,7.8066666666666675,6.4188888888888886,6.2000000000000011,6.7166666666666659,8.0788888888888888,7.8111111111111109,6.091111111111112,6.4355555555555561,8.7944444444444443,6.84,7.4944444444444445,9.1677777777777774,7.7833333333333332,7.2777777777777795,7.2844444444444445,6.466666666666665,4.6788888888888884,5.0133333333333336,5.6999999999999993,4.8466666666666658,3.4333333333333331,3.8355555555555552,4.3622222222222229,2.6288888888888891,2.3233333333333333,3.0055555555555555,3.2611111111111111,4.235555555555556,4.445555555555555,3.9555555555555557,2.661111111111111,2.677777777777778,2.5944444444444446,3.5233333333333325,2.112222222222222,1.8611111111111107,2.0277777777777777,2.7499999999999996,3.7888888888888892,4.4577777777777774,3.7111111111111117,3.0455555555555551,2.6055555555555552,1.7355555555555557,1.0333333333333334,2.0899999999999994,3.4566666666666666,2.6666666666666661,2.5777777777777775,2,1.5688888888888888,1.7233333333333334,1.9566666666666666,2.9111111111111114,2.6388888888888888,1.162222222222222,1.6166666666666665,1.4844444444444447,1.6122222222222222,2.04,1.2277777777777776,1.4855555555555557,1.7244444444444442,1.3844444444444444,1.167777777777778,2.3188888888888886,1.8633333333333333,1.5899999999999999,1.627777777777778,1.2455555555555555,1.2855555555555553,1.303333333333333,2.1455555555555552,2.7444444444444449,1.9622222222222219,2.7277777777777774,2.5733333333333328,2.934444444444444,2.7899999999999996,2.2233333333333332,2.5277777777777777,2.6722222222222225,2.7455555555555553,2.8611111111111112,2.1788888888888889,2.2188888888888889,2.6022222222222222,3.8455555555555554,4.4077777777777776,3.8722222222222222,3.1888888888888882,3.0999999999999996,2.4900000000000002,1.6388888888888886,1.6333333333333335,3.4388888888888891,3.5999999999999996,3.1333333333333333,3.4166666666666665,2.9222222222222225,3.4833333333333334,3.6055555555555561,1.8011111111111111,2.1888888888888887,3.3022222222222215,5.9055555555555559,5.2399999999999993,3.907777777777778,5.6622222222222218,5.3966666666666665,6.4555555555555557,6.79,5.4011111111111108,7.0444444444444443,7.2866666666666653,8.0744444444444454,10.294444444444444,8.4066666666666663,8.301111111111112,8.9077777777777776,7.2466666666666661,7.2288888888888891,7.905555555555555,8.9500000000000011,8.3999999999999986,6.9333333333333336,6.84,6.1511111111111108,5.8455555555555554,10.062222222222223,12.601111111111113,10.677777777777777,10.85888888888889,10.252222222222223,10.247777777777777,9.8022222222222215,12.556666666666665,11.505555555555555,10.52,9.98,10.958888888888888,12.495555555555555,11.678888888888888,9.9044444444444437,11.112222222222222,12.898888888888889,14.412222222222223,15.435555555555554,14.434444444444445,14.333333333333334,12.76,15.563749999999999,16.5625,16.158749999999998,15.592499999999998,14.93375,13.981249999999999,14.99375,17.234999999999999,18.706250000000001,19.3,16.515000000000001,16.743749999999999,18.2575,17.131249999999998,16.956250000000001,17.01125,17.096249999999998,18.337499999999999,17.263750000000002,17.793749999999999,19.131249999999998,20.599999999999998,19.893749999999997,19.737499999999997,17.455000000000002,18.212499999999999,19.626250000000002,21.924999999999997,20.7575,22.961249999999996,22.55125,25.481250000000003,26.143749999999997,24.939999999999998,24.754999999999999,23.805,23.90625,26.828749999999999,28.809999999999995,29.255000000000003,29.18375,28.742500000000003,30.731249999999999,28.259999999999998,27.481249999999999,30.002499999999998,30.686250000000005,30.905000000000001,31.553749999999997,33.691249999999997,35.243749999999999,35.717500000000001,34.366250000000001,33.618749999999999,31.862500000000001,34.573750000000004,32.891249999999999,34.205000000000005,32.887500000000003,31.354999999999997,33.309999999999995,32.537500000000001,30.467500000000001,31.60125,31.737499999999997,31.948749999999997,29.048749999999998,28.61,29.362500000000001,34.631250000000001,36.811250000000001,35.091250000000002,35.333750000000002]
["Alectra Utilities - formerly Horizon (Hamilton and St. Catharines)","Hamilton",21.476666666666667,25.018888888888895,25.214444444444446,21.315555555555555,20.904444444444447,21.094444444444445,22.016666666666669,22.466666666666665,23.765555555555558,23.462222222222223,19.849999999999998,19.571111111111108,20.405555555555551,23.983333333333334,23.865555555555559,24.904444444444447,22.543333333333337,21.575555555555557,22.81111111111111,27.314444444444444,28.191111111111109,25.653333333333329,25.014444444444447,25.855555555555554,25.936666666666664,25.580000000000002,24.447777777777773,24.816666666666663,23.933333333333334,24.266666666666666,25.044444444444437,22.047777777777775,24.67,25.742222222222225,25.837777777777777,25.815555555555555,25.271111111111111,24.455555555555559,25.287777777777777,25.124444444444446,25.654444444444447,25.065555555555552,25.000000000000007,25.149999999999995,23.676666666666669,26.376666666666665,25.772222222222226,23.81111111111111,22.033333333333335,23.718888888888884,24.733333333333334,23.36,22.145555555555557,24.322222222222219,24.037777777777777,23.553333333333335,22.805555555555557,23.054444444444446,24.345555555555549,21.1,21.876666666666669,23.411111111111111,22.674444444444443,23.01444444444444,23.594444444444445,22.671111111111109,19.773333333333333,19.354444444444443,19.688888888888886,16.844444444444445,15.145555555555555,18.204444444444441,18.378888888888888,16.216666666666665,15.844444444444443,16.834444444444447,17.400000000000002,14.952222222222222,15.666666666666666,16.943333333333335,16.478888888888889,16.098888888888887,18.137777777777782,18.888888888888889,16.845555555555556,17.516666666666666,16.965555555555554,15.785555555555554,16.665555555555553,16.055555555555557,14.24,12.35222222222222,12.18888888888889,13.313333333333333,13.435555555555556,15.006666666666664,15.572222222222223,13.633333333333333,13.277777777777777,12.53,11.50111111111111,12.067777777777778,11.913333333333334,11.645555555555555,11.131111111111109,11.223333333333333,9.8711111111111123,10.852222222222224,8.862222222222222,10.224444444444442,9.1577777777777776,9.8022222222222215,10.551111111111112,9.5222222222222221,10.067777777777776,9.7611111111111128,9.5511111111111102,8.3944444444444439,10.05222222222222,9.8233333333333324,8.0533333333333346,6.9122222222222227,6.7299999999999995,5.2633333333333328,5.7233333333333327,6.2344444444444447,6.735555555555556,5.8222222222222229,4.5511111111111111,4.2011111111111106,4.9944444444444445,6.3411111111111111,6.6744444444444442,5.9844444444444447,5.5388888888888879,4.7855555555555567,6.39,7.801111111111112,6.7411111111111115,4.7188888888888885,3.6233333333333331,3.1744444444444442,3.8788888888888895,3.0555555555555554,2.4955555555555549,3.0555555555555554,2.0777777777777775,2.6188888888888888,2.9788888888888887,1.4388888888888891,1.4333333333333331,2.9666666666666663,2.5566666666666666,2.4722222222222223,3.246666666666667,3.4066666666666667,2.4888888888888889,2.9455555555555559,2.0133333333333332,1.8166666666666669,1.3611111111111114,1.1188888888888886,0.52222222222222192,0.91111111111111098,1.4233333333333331,1.2888888888888888,0.75,6.7777777777777715E-2,0.76222222222222191,1.0188888888888887,1.0011111111111108,0.92999999999999972,4.4444444444444287E-2,0.20666666666666661,0.36666666666666653,0,0.2666666666666665,1.666666666666651E-2,0.45000000000000007,0.54444444444444451,0.48999999999999982,0.75222222222222179,0.84444444444444422,0.71111111111111114,0.5955555555555555,0.70777777777777751,0.12222222222222198,3.9999999999999938E-2,0.23888888888888893,0.18333333333333318,0.16222222222222193,0.15555555555555539,0,0.20000000000000007,0.33888888888888896,0.27777777777777779,0.20666666666666661,0.3777777777777776,0.50555555555555565,0.30555555555555558,0.28888888888888864,0.10555555555555547,7.2222222222222063E-2,8.3333333333333329E-2,0,0.17222222222222192,0.27777777777777779,0.1111111111111111,0,0.34999999999999987,0.43444444444444447,7.2222222222222063E-2,0,0,0,1.666666666666651E-2,7.2222222222222063E-2,0.54444444444444429,0.31222222222222207,0.30666666666666642,0.40111111111111103,0.21666666666666659,0.73999999999999977,0.3888888888888889,0.17888888888888882,0.47888888888888875,0.86222222222222222,0.64444444444444449,0.46111111111111114,9.6666666666666387E-2,0.71222222222222209,0.75666666666666649,0.68999999999999972,0.46666666666666656,0.1388888888888889,0,7.3333333333333348E-2,0.40555555555555539,0.88888888888888884,1.0122222222222221,0.8455555555555555,0.47999999999999965,0.46111111111111114,0.41111111111111104,0.42333333333333317,0.1722222222222223,0.31666666666666665,0.56111111111111123,1.4388888888888891,1.9166666666666667,1.2333333333333332,1.3400000000000003,1.6666666666666667,1.7177777777777776,2.1500000000000004,2.3166666666666669,2.9444444444444446,3.612222222222222,4.9366666666666674,5.59,4.0844444444444443,3.9344444444444449,4.2444444444444436,2.6577777777777776,2.0233333333333334,3.6300000000000003,3.6966666666666663,2.7022222222222219,3.0499999999999989,2.9177777777777774,3.2511111111111108,2.5277777777777772,3.8455555555555554,4.402222222222222,5.7222222222222223,6.3788888888888886,5.5888888888888886,6.04,6.19,5.7111111111111121,6.1288888888888904,6.1166666666666663,6.2644444444444458,6.8233333333333333,7.6222222222222218,8.0777777777777775,6.8955555555555552,6.9944444444444436,8,8.3500000000000014,8.8022222222222215,9.6944444444444429,9.6677777777777774,8.1449999999999996,8.4875000000000007,9.8825000000000021,9.8812500000000014,9.3574999999999999,8.2087500000000002,8.9375,11.018750000000001,11.626250000000001,13.112500000000001,10.93125,10.113750000000001,12.713750000000001,13.48875,12.963749999999999,12.518750000000001,13.499999999999998,12.863749999999998,12.53125,13.103750000000002,12.161249999999999,13.366250000000003,12.901249999999997,13.0075,13.7575,11.28125,13.219999999999999,15.163749999999997,15.245000000000001,16.96125,16.350000000000001,15.89625,17.0825,15.481250000000001,16.481249999999999,16.708750000000002,15.23875,15.678750000000001,17.46125,19.123749999999998,17.170000000000002,16.384999999999998,17.701250000000002,17.313750000000002,16.661249999999999,17.231250000000003,19.294999999999998,20.478749999999998,21.139999999999997,21.02375,19.19875,21.067499999999999,21.75375,21.232500000000002,20.697499999999998,18.811250000000001,19.87,21.224999999999998,21.46125,21.445,20.135000000000002,20.998750000000001,19.957500000000003,19.931249999999999,20.5625,20.713750000000001,20.116249999999997,19.87875,17.873750000000001,19.360000000000003,21.51125,21.737500000000001,21.017500000000002]
["Hydro 2000 Inc. (Alfred and Village of Plantagenet)","Hawkesbury",25.498888888888889,28.994444444444444,31.69777777777778,27.970000000000002,24.333333333333332,25.178888888888888,26.572222222222219,25.694444444444443,25.616666666666667,27.842222222222219,25.941111111111113,23.534444444444446,25.165555555555557,28.138888888888889,29.598888888888887,30.02333333333333,32.244444444444447,28.168888888888887,26.103333333333335,31.00333333333333,35.128888888888888,33.288888888888891,33.094444444444449,31.316666666666663,30.24666666666667,33.742222222222232,29.642222222222227,28.914444444444442,29.471111111111114,28.554444444444446,31.015555555555562,30.87222222222222,29.762222222222224,30.376666666666665,29.965555555555554,31.038888888888891,29.200000000000003,29.075555555555557,28.942222222222224,29.011111111111113,27.783333333333331,29.193333333333328,29.215555555555554,29.771111111111111,27.105555555555554,27.63111111111111,28.492222222222225,26.455555555555552,24.522222222222222,25.875555555555554,28.056666666666665,27.718888888888891,24.388888888888889,25.587777777777781,25.727777777777778,24.603333333333332,26.057777777777776,25.366666666666667,26.592222222222219,32.57,25.425555555555558,24.855555555555554,26.263333333333332,24.932222222222222,26.253333333333334,26.597777777777779,22.824444444444442,21.21,24.076666666666668,21.49111111111111,17.653333333333332,19.52888888888889,21.689999999999998,20.713333333333335,19.844444444444449,21.882222222222222,21.46222222222222,19.922222222222224,18.922222222222221,18.754444444444445,19.608888888888888,18.854444444444443,21.24,21.666666666666668,19.839999999999996,19.282222222222224,19.493333333333332,17.776666666666664,17.145555555555557,17.223333333333333,16.275555555555556,15.800000000000002,14.658888888888889,13.511111111111113,15.374444444444443,15.306666666666665,16.884444444444444,15.005555555555553,14.816666666666666,13.835555555555553,12.94,13.55,13.712222222222218,13.151111111111112,11.707777777777778,12.77888888888889,12.273333333333333,10.74111111111111,11.952222222222222,9.7966666666666651,10.516666666666667,10.241111111111111,10.035555555555554,9.4677777777777781,9.5188888888888901,8.9688888888888894,9.3833333333333346,9.2088888888888878,8.4277777777777771,9.517777777777777,8.7177777777777763,7.0288888888888881,6.2188888888888885,5.8644444444444446,5.9399999999999995,6.8788888888888895,6.0511111111111102,5.89,4.7277777777777779,4.4211111111111112,5.3777777777777773,6.2400000000000011,6.2833333333333332,6.3733333333333331,5.046666666666666,4.9444444444444446,5.9566666666666661,6.9577777777777783,5.706666666666667,3.8633333333333328,4.1244444444444444,3.3477777777777775,4.0233333333333325,2.9388888888888887,1.9555555555555557,3.1911111111111112,3.0177777777777779,4.7566666666666668,4.405555555555555,2.1855555555555553,1.5399999999999998,3.6500000000000004,2.9366666666666665,2.6055555555555556,3.4233333333333329,3.028888888888889,2.6566666666666667,3.4944444444444445,3.411111111111111,2.0333333333333332,1.5455555555555556,1.0288888888888885,1.0022222222222221,1.0233333333333332,0.9788888888888887,0.94444444444444442,0.69222222222222185,1.053333333333333,1.0022222222222221,1.1344444444444446,1.8499999999999999,1.4388888888888887,0.74444444444444458,0.46666666666666656,0.54666666666666641,0.6166666666666667,0.73,0.36999999999999983,0.21666666666666659,1.0555555555555554,1.1788888888888884,1.166666666666667,0.81333333333333313,0.40777777777777757,0.33999999999999986,0.35777777777777764,0,7.7777777777777696E-2,0.12777777777777763,9.9999999999999839E-2,0.46666666666666656,0.27777777777777779,0.20666666666666661,7.7777777777777696E-2,0.45000000000000007,0.58333333333333315,0.62888888888888894,0.31777777777777771,0.24444444444444435,9.9999999999999839E-2,0.362222222222222,0.4111111111111112,0.18333333333333318,0.24666666666666653,0,0.62888888888888894,0.42222222222222228,0.17444444444444449,0,0.22777777777777786,0.33333333333333315,0.49555555555555564,0.49666666666666653,0,0,0,0.16111111111111104,0.32777777777777789,0.51111111111111085,1.0444444444444445,0.45222222222222225,0.10111111111111112,0.14444444444444413,1.2222222222222159E-2,0,0.20666666666666661,1.0555555555555556,0.67333333333333334,0.45666666666666661,0.53888888888888886,1,1.39,1.278888888888889,0.91666666666666663,0.64999999999999991,0.33444444444444443,0.3611111111111111,0.59999999999999987,0.57222222222222208,1.072222222222222,1.0655555555555556,1.2555555555555555,0.25666666666666654,0.63444444444444459,0.76111111111111129,0.61111111111111116,3.9999999999999938E-2,1.0122222222222224,2.3722222222222218,2.14,1.7777777777777777,1.0744444444444445,2.724444444444444,2.8511111111111109,2.9288888888888889,2.6555555555555554,2.9944444444444445,3.6277777777777782,5.6222222222222218,7.0755555555555558,5.4455555555555559,5.905555555555555,5.7166666666666668,4.4577777777777765,3.8844444444444437,3.5222222222222226,5.23,4.6344444444444441,3.7611111111111106,4.33,3.7688888888888892,2.6499999999999995,4.2188888888888885,5.7422222222222228,6.1222222222222227,6.9733333333333327,6.7833333333333341,6.2688888888888883,6.3500000000000005,8.0733333333333341,7.0533333333333328,8.4966666666666679,8.3788888888888877,8.2555555555555564,9.0222222222222221,9.4055555555555568,9.4066666666666663,8.0522222222222215,9.0244444444444447,9.3611111111111107,10.906666666666665,10.433333333333332,11.178888888888888,9.1887500000000006,10.057499999999999,10.969999999999999,13.008749999999999,12.98875,12.0275,11.277500000000002,9.6587499999999995,12.18375,13.994999999999999,12.97,11.9275,12.151249999999999,14.72,15.606249999999999,15.164999999999999,14.249999999999998,14.1675,14.52375,14.796250000000001,13.898750000000001,14.90625,16.21875,15.75625,15.896249999999998,13.725000000000001,13.501249999999999,14.987500000000001,17.093749999999996,18.305,19.487500000000004,18.47,20.543749999999999,19.713749999999997,19.21125,19.256250000000001,18.57,17.2575,18.768749999999997,20.325000000000003,21.287499999999998,22.213749999999997,22.197499999999998,21.942499999999999,19.423749999999998,20.456249999999997,21.744999999999997,22.4,24.181250000000002,26.632500000000004,25.362500000000004,24.486250000000002,25.462499999999999,26.008750000000003,27.756250000000005,26.142500000000002,25.205000000000002,27.342500000000001,28.9175,27.362499999999997,26.522500000000001,27.612500000000004,23.642499999999998,25.143750000000001,25.300000000000004,25.786250000000003,25.785,25.4,22.24,21.779999999999998,26.006250000000001,29.1875,27.781250000000004]
["Hydro Hawkesbury Inc./Hawkesbury Hydro Inc. (Hawkesbury)","Hawkesbury",25.498888888888889,28.994444444444444,31.69777777777778,27.970000000000002,24.333333333333332,25.178888888888888,26.572222222222219,25.694444444444443,25.616666666666667,27.842222222222219,25.941111111111113,23.534444444444446,25.165555555555557,28.138888888888889,29.598888888888887,30.02333333333333,32.244444444444447,28.168888888888887,26.103333333333335,31.00333333333333,35.128888888888888,33.288888888888891,33.094444444444449,31.316666666666663,30.24666666666667,33.742222222222232,29.642222222222227,28.914444444444442,29.471111111111114,28.554444444444446,31.015555555555562,30.87222222222222,29.762222222222224,30.376666666666665,29.965555555555554,31.038888888888891,29.200000000000003,29.075555555555557,28.942222222222224,29.011111111111113,27.783333333333331,29.193333333333328,29.215555555555554,29.771111111111111,27.105555555555554,27.63111111111111,28.492222222222225,26.455555555555552,24.522222222222222,25.875555555555554,28.056666666666665,27.718888888888891,24.388888888888889,25.587777777777781,25.727777777777778,24.603333333333332,26.057777777777776,25.366666666666667,26.592222222222219,32.57,25.425555555555558,24.855555555555554,26.263333333333332,24.932222222222222,26.253333333333334,26.597777777777779,22.824444444444442,21.21,24.076666666666668,21.49111111111111,17.653333333333332,19.52888888888889,21.689999999999998,20.713333333333335,19.844444444444449,21.882222222222222,21.46222222222222,19.922222222222224,18.922222222222221,18.754444444444445,19.608888888888888,18.854444444444443,21.24,21.666666666666668,19.839999999999996,19.282222222222224,19.493333333333332,17.776666666666664,17.145555555555557,17.223333333333333,16.275555555555556,15.800000000000002,14.658888888888889,13.511111111111113,15.374444444444443,15.306666666666665,16.884444444444444,15.005555555555553,14.816666666666666,13.835555555555553,12.94,13.55,13.712222222222218,13.151111111111112,11.707777777777778,12.77888888888889,12.273333333333333,10.74111111111111,11.952222222222222,9.7966666666666651,10.516666666666667,10.241111111111111,10.035555555555554,9.4677777777777781,9.5188888888888901,8.9688888888888894,9.3833333333333346,9.2088888888888878,8.4277777777777771,9.517777777777777,8.7177777777777763,7.0288888888888881,6.2188888888888885,5.8644444444444446,5.9399999999999995,6.8788888888888895,6.0511111111111102,5.89,4.7277777777777779,4.4211111111111112,5.3777777777777773,6.2400000000000011,6.2833333333333332,6.3733333333333331,5.046666666666666,4.9444444444444446,5.9566666666666661,6.9577777777777783,5.706666666666667,3.8633333333333328,4.1244444444444444,3.3477777777777775,4.0233333333333325,2.9388888888888887,1.9555555555555557,3.1911111111111112,3.0177777777777779,4.7566666666666668,4.405555555555555,2.1855555555555553,1.5399999999999998,3.6500000000000004,2.9366666666666665,2.6055555555555556,3.4233333333333329,3.028888888888889,2.6566666666666667,3.4944444444444445,3.411111111111111,2.0333333333333332,1.5455555555555556,1.0288888888888885,1.0022222222222221,1.0233333333333332,0.9788888888888887,0.94444444444444442,0.69222222222222185,1.053333333333333,1.0022222222222221,1.1344444444444446,1.8499999999999999,1.4388888888888887,0.74444444444444458,0.46666666666666656,0.54666666666666641,0.6166666666666667,0.73,0.36999999999999983,0.21666666666666659,1.0555555555555554,1.1788888888888884,1.166666666666667,0.81333333333333313,0.40777777777777757,0.33999999999999986,0.35777777777777764,0,7.7777777777777696E-2,0.12777777777777763,9.9999999999999839E-2,0.46666666666666656,0.27777777777777779,0.20666666666666661,7.7777777777777696E-2,0.45000000000000007,0.58333333333333315,0.62888888888888894,0.31777777777777771,0.24444444444444435,9.9999999999999839E-2,0.362222222222222,0.4111111111111112,0.18333333333333318,0.24666666666666653,0,0.62888888888888894,0.42222222222222228,0.17444444444444449,0,0.22777777777777786,0.33333333333333315,0.49555555555555564,0.49666666666666653,0,0,0,0.16111111111111104,0.32777777777777789,0.51111111111111085,1.0444444444444445,0.45222222222222225,0.10111111111111112,0.14444444444444413,1.2222222222222159E-2,0,0.20666666666666661,1.0555555555555556,0.67333333333333334,0.45666666666666661,0.53888888888888886,1,1.39,1.278888888888889,0.91666666666666663,0.64999999999999991,0.33444444444444443,0.3611111111111111,0.59999999999999987,0.57222222222222208,1.072222222222222,1.0655555555555556,1.2555555555555555,0.25666666666666654,0.63444444444444459,0.76111111111111129,0.61111111111111116,3.9999999999999938E-2,1.0122222222222224,2.3722222222222218,2.14,1.7777777777777777,1.0744444444444445,2.724444444444444,2.8511111111111109,2.9288888888888889,2.6555555555555554,2.9944444444444445,3.6277777777777782,5.6222222222222218,7.0755555555555558,5.4455555555555559,5.905555555555555,5.7166666666666668,4.4577777777777765,3.8844444444444437,3.5222222222222226,5.23,4.6344444444444441,3.7611111111111106,4.33,3.7688888888888892,2.6499999999999995,4.2188888888888885,5.7422222222222228,6.1222222222222227,6.9733333333333327,6.7833333333333341,6.2688888888888883,6.3500000000000005,8.0733333333333341,7.0533333333333328,8.4966666666666679,8.3788888888888877,8.2555555555555564,9.0222222222222221,9.4055555555555568,9.4066666666666663,8.0522222222222215,9.0244444444444447,9.3611111111111107,10.906666666666665,10.433333333333332,11.178888888888888,9.1887500000000006,10.057499999999999,10.969999999999999,13.008749999999999,12.98875,12.0275,11.277500000000002,9.6587499999999995,12.18375,13.994999999999999,12.97,11.9275,12.151249999999999,14.72,15.606249999999999,15.164999999999999,14.249999999999998,14.1675,14.52375,14.796250000000001,13.898750000000001,14.90625,16.21875,15.75625,15.896249999999998,13.725000000000001,13.501249999999999,14.987500000000001,17.093749999999996,18.305,19.487500000000004,18.47,20.543749999999999,19.713749999999997,19.21125,19.256250000000001,18.57,17.2575,18.768749999999997,20.325000000000003,21.287499999999998,22.213749999999997,22.197499999999998,21.942499999999999,19.423749999999998,20.456249999999997,21.744999999999997,22.4,24.181250000000002,26.632500000000004,25.362500000000004,24.486250000000002,25.462499999999999,26.008750000000003,27.756250000000005,26.142500000000002,25.205000000000002,27.342500000000001,28.9175,27.362499999999997,26.522500000000001,27.612500000000004,23.642499999999998,25.143750000000001,25.300000000000004,25.786250000000003,25.785,25.4,22.24,21.779999999999998,26.006250000000001,29.1875,27.781250000000004]
["Alectra Utilities - formerly Brampton Hydro (Brampton)"," Brampton",20.994999999999997,24.310000000000002,25.105000000000004,21.917000000000002,20.690999999999999,20.585000000000001,21.451999999999998,21.940000000000005,21.601000000000003,22.236000000000001,19.814,19.741,21.265000000000001,22.905000000000001,22.709,23.529,22.434999999999999,21.416000000000004,22.917000000000002,26.475000000000001,27.428999999999995,25.646000000000004,24.707000000000001,25.465000000000003,24.39,23.690999999999999,22.967999999999996,23.286999999999999,23.660000000000004,23.143000000000001,23.284999999999997,21.343000000000004,23.619,23.156000000000002,24.443999999999999,24.431000000000004,23.488999999999997,23.35,24.262999999999998,23.890999999999998,24.43,25.062000000000001,24.826000000000001,26.224,24.26,25.427999999999997,23.832000000000001,23.240000000000002,22.119999999999997,22.259999999999998,22.416999999999998,22.128,21.683,23.207000000000001,22.556000000000004,22.473000000000003,22.902999999999999,22.036999999999999,22.481000000000002,19.753333333333334,22.249000000000002,23.018999999999998,22.333000000000002,22.381,23.154,21.423999999999999,18.686,17.645,17.431000000000001,15.995000000000001,13.985999999999999,16.672000000000001,16.914999999999999,14.929000000000002,14.471,15.741,16.34,14.571000000000002,15.371,17.37,16.353999999999999,15.86,17.701999999999998,18.338999999999999,16.648999999999997,16.908999999999999,16.527999999999999,14.610999999999999,15.796000000000001,15.142000000000001,12.852,12.257999999999999,12.353,13.581,13.635,15.165000000000001,14.690000000000001,13.038000000000002,12.971,13.133999999999997,12.127000000000001,11.717000000000001,11.696,11.139000000000001,10.791,10.631,9.1810000000000009,9.5610000000000017,7.8760000000000003,8.3870000000000005,8.6649999999999991,9.0380000000000003,9.1150000000000002,9.2459999999999987,9.9849999999999994,8.9870000000000001,9.1620000000000008,7.8090000000000002,9.5109999999999992,9.0960000000000001,8.0329999999999995,6.3659999999999988,6.1420000000000012,5.5750000000000002,5.3859999999999992,5.5469999999999997,5.766,5.2770000000000001,4.1380000000000008,4.7359999999999998,5.5010000000000003,5.4649999999999999,5.8309999999999986,5.4,5.3769999999999998,5.2480000000000002,6.08,6.7810000000000006,5.6220000000000017,3.5400000000000005,3.1270000000000002,2.6380000000000003,2.3759999999999994,2.5010000000000003,2.0550000000000002,2.1850000000000001,1.675,2.306,2.3959999999999999,0.83600000000000008,0.81499999999999984,2.3869999999999996,2.2400000000000002,1.8859999999999999,2.12,2.141,1.996,1.8109999999999999,1.7749999999999999,1.8160000000000001,1.42,1.1759999999999999,0.29499999999999993,0.65,0.86999999999999988,0.99199999999999999,0.27599999999999997,0,0.43599999999999978,0.81500000000000006,1.06,0.55499999999999972,1.4999999999999857E-2,0.16099999999999995,0.18999999999999986,0,4.4999999999999929E-2,0,0.24000000000000005,0.38499999999999995,0.27500000000000002,0.40599999999999986,0.32600000000000018,0.10500000000000007,0.21000000000000013,0.22500000000000001,9.4999999999999932E-2,0,0.1,8.9999999999999858E-2,0,0.13000000000000006,0,0.16099999999999995,0.1,4.4999999999999929E-2,0.11600000000000002,0.11999999999999993,6.0999999999999943E-2,0,0.05,0,0,0,0,6.9999999999999923E-2,5.0000000000000712E-3,0,0,7.4999999999999997E-2,0.14699999999999988,0,0,0,0,0,3.9999999999999855E-2,0.1009999999999998,0,1.9999999999999928E-2,0.1,8.5999999999999938E-2,0.41500000000000004,5.0000000000000712E-3,0,0.22199999999999989,0.41999999999999993,8.9999999999999858E-2,0.15500000000000008,0,0.57499999999999996,0.30500000000000005,0.3,0.10500000000000007,5.0000000000000712E-3,0,0,0.19600000000000009,0.39699999999999991,0.54499999999999993,0.31699999999999984,0.11000000000000014,0.30500000000000005,0.23000000000000007,0.15,1.0999999999999944E-2,6.0999999999999943E-2,0.4,1.155,0.84999999999999987,0.47000000000000008,0.6519999999999998,1.296,0.8899999999999999,1.0979999999999999,1.3099999999999998,2.1409999999999996,2.5010000000000003,4.048,4.3210000000000006,3.0900000000000003,3.3609999999999998,3.3969999999999998,1.952,1.3659999999999999,2.7900000000000005,2.8749999999999991,2.3349999999999995,2.3160000000000003,2.8609999999999998,2.41,1.8659999999999997,2.7760000000000002,3.4029999999999996,5.0999999999999996,5.2610000000000001,4.4870000000000001,4.9429999999999996,4.9319999999999995,4.9410000000000007,5.0019999999999998,5.2759999999999998,5.8849999999999998,6.5400000000000009,6.5519999999999996,7.1129999999999995,7.05,6.7369999999999992,7.6120000000000001,7.2649999999999988,7.556,8.2420000000000009,8.1810000000000009,6.641,8.0760000000000005,9.4450000000000003,9.577,9.1199999999999992,8.4149999999999991,9.5909999999999993,10.545999999999999,10.687000000000001,10.97,10.549999999999999,9.9809999999999981,11.190000000000001,11.817,11.222,11.510000000000002,11.226000000000001,11.540000000000003,11.496,12.066999999999998,11.821999999999999,12.672999999999998,12.315000000000001,12.395999999999997,12.877000000000001,11.02,12.165999999999999,13.645,14.477,14.685999999999998,15.135999999999999,15.426000000000002,16.647999999999996,16.079000000000001,16.812999999999999,16.274999999999999,14.434999999999999,14.207000000000003,15.574000000000002,17.881,16.394999999999996,15.435999999999998,16.609000000000002,16.335000000000001,16.018999999999998,16.405000000000001,18.008999999999997,19.119,19.695,19.544999999999998,18.623000000000001,19.830999999999996,20.359000000000002,19.707000000000001,19.82,19.055,20.084,20.984000000000002,20.368000000000002,21.027999999999999,20.880000000000003,20.824000000000002,19.303999999999995,18.73,19.026,18.649000000000001,18.637999999999998,18.731000000000002,17.369999999999997,19.021000000000004,20.331,21.04,20.100000000000001]
["Hydro One Networks (Most of rural Ontario, including Norfolk, Cat Lake Community and Haldimand County)","Norfolk",20.77,24.772222222222222,24.84333333333333,20.84888888888889,20.533333333333331,20.66,21.923333333333332,22.355555555555554,24.393333333333331,23.858888888888892,19.537777777777777,19.593333333333334,21.200000000000003,24.411111111111111,24.221111111111114,23.90444444444444,22.202222222222222,21.48,22.444444444444446,27.358888888888888,28.11,25.248888888888885,25.632222222222225,26.049999999999997,25.422222222222224,25.414444444444442,24.125555555555554,24.821111111111112,23.216666666666661,24.187777777777779,24.904444444444444,21.797777777777778,24.677777777777777,25.776666666666664,26.24,26.554444444444446,25.397777777777776,24.671111111111113,25.037777777777777,25.194444444444443,25.81,25.060000000000002,26.06666666666667,24.661111111111111,23.261111111111109,27.253333333333337,26.628888888888888,24.119999999999997,21.321111111111115,23.771111111111111,24.621111111111109,22.89777777777778,22.492222222222221,24.598888888888887,24.151111111111113,23.358888888888892,22.56111111111111,22.666666666666668,24.455555555555552,21.3,22.504444444444445,23.91555555555556,23.104444444444447,23.086666666666662,23.816666666666663,23.097777777777779,19.966666666666669,19.232222222222223,19.72666666666667,16.644444444444446,15.328888888888891,18.163333333333334,17.752222222222223,15.800000000000002,15.578888888888891,16.482222222222223,16.556666666666668,14.304444444444446,15.511111111111113,16.315555555555555,15.709999999999999,15.944444444444445,17.514444444444443,17.927777777777777,17.085555555555555,17.698888888888888,16.809999999999999,15.912222222222219,16.605555555555558,15.891111111111112,13.628888888888888,11.601111111111111,12.256666666666668,12.767777777777777,13.084444444444443,14.90111111111111,14.717777777777778,12.86888888888889,12.938888888888888,12.241111111111113,10.963333333333333,11.887777777777776,12.41888888888889,11.165555555555557,11.412222222222221,10.717777777777776,9.9499999999999993,10.683333333333334,8.9577777777777783,8.9611111111111104,9.0111111111111111,10.002222222222223,10.61888888888889,9.9611111111111121,9.8555555555555561,8.8077777777777779,8.8411111111111111,8.3844444444444441,9.7622222222222224,9.6177777777777802,8.3455555555555563,6.0744444444444454,5.7788888888888899,5.3511111111111118,5.6122222222222211,6.0277777777777777,6.5355555555555567,5.551111111111112,4.0844444444444452,4.54,5.6222222222222218,6.1222222222222218,6.7111111111111121,6.767777777777777,5.6455555555555552,4.9388888888888891,6.1911111111111108,7.7844444444444445,6.8566666666666665,5.0066666666666668,4.1033333333333335,3.273333333333333,3.6166666666666663,3.4911111111111115,3.0277777777777777,2.8277777777777779,1.7666666666666666,2.25,2.0844444444444443,1.4000000000000001,1.4388888888888891,2.6066666666666669,2.3944444444444439,2.5111111111111111,2.9166666666666665,3.03,2.1055555555555561,2.7733333333333334,1.7677777777777779,1.7777777777777777,1.0388888888888888,0.77777777777777735,0.27777777777777779,0.48333333333333328,1.1444444444444444,1.3177777777777782,1.0999999999999999,5.5555555555555552E-2,0.49,0.95555555555555527,1.0055555555555555,0.81666666666666643,0.13555555555555543,0.21111111111111094,0.43333333333333318,5.5555555555556347E-3,0.16666666666666666,0,0.33333333333333331,0.56111111111111123,0.65111111111111108,2.911111111111111,0.91444444444444428,0.8566666666666668,0.67444444444444451,0.96666666666666656,0.41111111111111104,8.3333333333333329E-2,0.27222222222222214,0.23888888888888873,0.23444444444444437,0.26666666666666672,6.1111111111111192E-2,0.33444444444444443,0.53888888888888864,0.48333333333333328,0.16666666666666666,0.51777777777777778,0.48333333333333328,0.28888888888888864,0.46111111111111114,0.1722222222222223,3.3333333333333409E-2,2.2222222222222143E-2,1.666666666666651E-2,0.3455555555555555,0.41666666666666669,9.9999999999999839E-2,0,0.56777777777777771,0.58333333333333337,0.1888888888888888,0.11222222222222239,0,0,6.1111111111111192E-2,0.18333333333333318,0.68333333333333335,0.42777777777777792,0.41666666666666669,0.40111111111111103,7.7777777777777696E-2,0.52777777777777779,0.43888888888888883,0.27333333333333343,0.73333333333333306,0.90111111111111108,0.70000000000000007,0.56111111111111101,0.18333333333333318,0.87222222222222234,0.7666666666666665,0.84444444444444444,0.45555555555555571,0.24444444444444435,7.8888888888888981E-2,0.21111111111111094,0.46777777777777746,0.83333333333333337,1.0233333333333332,0.92888888888888888,0.48888888888888893,0.6777777777777777,0.5722222222222223,0.64444444444444438,0.38999999999999996,0.35777777777777764,0.5955555555555555,1.6333333333333335,1.951111111111111,1.2911111111111113,1.3444444444444443,2.0111111111111111,1.7022222222222221,2.3233333333333328,2.4122222222222214,3.1566666666666667,3.856666666666666,5.4177777777777782,5.5122222222222224,4.7688888888888892,4.3233333333333333,4.5233333333333334,2.7888888888888892,2.0666666666666664,3.8833333333333337,3.8666666666666663,3.2411111111111106,2.5777777777777775,3.0955555555555545,3.1666666666666665,3.0344444444444445,3.7399999999999998,4.8555555555555561,6.0011111111111113,6.1966666666666663,5.767777777777777,5.6733333333333329,5.866666666666668,5.9844444444444438,6.4233333333333338,6.4511111111111115,6.4522222222222219,7.2355555555555542,7.2744444444444447,8.2166666666666668,6.93,6.8011111111111111,8.1355555555555572,7.9133333333333331,8.4944444444444436,10.023333333333333,10.184444444444445,8.3324999999999996,8.4837500000000006,9.8387499999999974,9.5500000000000007,8.8025000000000002,7.9,8.7512500000000006,11.125000000000002,11.2325,13.035,10.926250000000001,9.8949999999999996,12.827499999999999,13.926250000000001,13.34375,13.013750000000002,13.53125,13.040000000000001,12.557499999999999,13.22625,12.25,13.157500000000001,12.420000000000002,12.64625,13.107500000000002,11.327500000000001,13.175000000000001,15.321249999999999,15.39,16.875000000000004,16.182500000000001,15.209999999999999,16.78875,15.662500000000001,16.012500000000003,16.993749999999999,14.40625,15.88875,17.201250000000002,19.099999999999998,17.308749999999996,16.324999999999999,17.443749999999998,17.543749999999999,16.797499999999999,16.69875,19.310000000000002,20.278750000000002,21.342499999999998,21.529999999999998,19.029999999999998,20.956250000000001,21.555,21.711249999999996,20.8675,18.875,19.738750000000003,21.591250000000002,20.787499999999998,20.9925,20.11375,21.118750000000002,19.568749999999998,20.262500000000003,20.7075,20.306250000000002,20.13,19.598749999999999,17.48875,19.592500000000001,21.793750000000003,21.685000000000002,20.3]
["Hydro Ottawa (Ottawa and Casselman)","OttawaSouth",24.65666666666667,28.988888888888887,31.311111111111114,26.096666666666668,23.88111111111111,23.983333333333334,25.531111111111109,25.192222222222224,25.193333333333332,26.525555555555556,24.327777777777772,22.671111111111109,25.027777777777779,27.892222222222227,28.048888888888893,29.638888888888889,29.894444444444446,26.743333333333336,25.005555555555556,31.192222222222217,33.461111111111109,31.365555555555552,31.015555555555554,30.194444444444443,30.044444444444441,31.552222222222227,28.605555555555561,28.022222222222226,29.266666666666669,27.675555555555558,29.27,28.287777777777777,27.818888888888889,28.181111111111111,28.561111111111114,30.324444444444445,27.201111111111107,27.994444444444444,28.333333333333332,27.516666666666666,27.182222222222222,28.573333333333338,29.130000000000003,28.83666666666667,25.951111111111111,27.432222222222222,27.997777777777781,25.937777777777779,23.786666666666665,26.415555555555557,27.571111111111108,26.453333333333333,22.836666666666666,24.821111111111115,24.92,24.283333333333331,24.894444444444442,25.083333333333332,26.715555555555554,30.594999999999999,24.648888888888887,25.39222222222222,25.024444444444445,24.62777777777778,25.798888888888889,25.598888888888887,21.367777777777775,21.268888888888888,23.222222222222225,20.010000000000002,16.511111111111113,19.37222222222222,20.07,18.68888888888889,17.93888888888889,20.873333333333335,20.111111111111107,17.846666666666668,17.559999999999999,18.36,18.966666666666665,18.398888888888891,20.778888888888886,20.456666666666667,18.571111111111108,19.232222222222223,18.854444444444443,17.565555555555555,17.426666666666666,16.35222222222222,14.835555555555553,15.006666666666668,13.063333333333333,12.502222222222223,14.540000000000001,14.746666666666666,16.13,14.266666666666664,14.33,12.937777777777777,12.585555555555555,13.112222222222222,13.723333333333333,12.465555555555556,10.89111111111111,12.258888888888887,11.591111111111111,10.556666666666665,9.87222222222222,9.1011111111111109,9.7588888888888885,9.3288888888888888,9.3400000000000016,9.5233333333333334,9.7566666666666677,8.8122222222222231,9.2288888888888891,8.4288888888888884,7.9955555555555566,8.9511111111111106,8.7299999999999986,6.2011111111111115,5.6911111111111108,4.8955555555555561,5.8777777777777773,5.7199999999999989,5.9899999999999993,5.2188888888888885,4.8666666666666663,4.8122222222222222,5.7277777777777787,6.1844444444444449,5.7666666666666675,5.75,4.4800000000000004,4.7233333333333336,5.7677777777777788,6.6133333333333333,5.6333333333333337,3.5955555555555554,3.2744444444444443,3.3633333333333337,3.6244444444444444,3.0355555555555558,1.9788888888888891,2.9011111111111116,2.4611111111111108,3.7044444444444449,3.6111111111111112,1.6722222222222221,0.78888888888888886,2.7944444444444443,2.8855555555555554,2.5333333333333332,3.1288888888888886,2.2733333333333325,1.9722222222222223,3.6022222222222218,2.8444444444444441,1.3222222222222222,1.3944444444444446,0.82333333333333336,0.69555555555555537,0.62888888888888894,0.69,1.0077777777777774,0.71777777777777763,1.161111111111111,1.0499999999999998,1.088888888888889,1.4055555555555552,0.7455555555555553,0.19444444444444445,0.35000000000000003,0.50555555555555542,0.14444444444444413,0.63888888888888884,6.7777777777777715E-2,0.10555555555555547,0.71666666666666656,0.63555555555555543,0.74444444444444435,0.73555555555555563,0.5166666666666665,0.12333333333333327,0.36222222222222222,5.5555555555556347E-3,7.2222222222222063E-2,0.3777777777777776,0.10555555555555547,2.8888888888888669E-2,0.1388888888888889,0,9.5555555555555491E-2,0.45111111111111118,0.45555555555555549,0.31111111111111101,0.14999999999999977,0.42777777777777792,0,0,0.1722222222222223,0.10555555555555547,6.1111111111111192E-2,0,0.3388888888888888,0.27777777777777779,2.2222222222222143E-2,0,0.17888888888888882,0.21666666666666659,0.31222222222222207,0.26777777777777778,0,0,0,0.36666666666666675,0.28888888888888886,0.1888888888888888,0.42999999999999994,0.20666666666666661,0,0.1111111111111111,3.3333333333333409E-2,6.1111111111111192E-2,0.17888888888888882,0.87333333333333329,0.55222222222222206,0.41666666666666669,0.27777777777777779,0.76777777777777778,1.1000000000000001,1.1722222222222223,0.69999999999999973,0.66222222222222227,8.8888888888888962E-2,0.22222222222222221,0.29444444444444429,0.78888888888888886,1.1233333333333333,1.0444444444444443,1.24,0.45000000000000007,0.56111111111111123,0.5722222222222223,0.1722222222222223,0.11666666666666675,0.90555555555555556,2.0522222222222219,2.0333333333333332,1.412222222222222,1.5177777777777777,2.6955555555555555,2.6588888888888889,2.3344444444444443,2.5511111111111111,2.911111111111111,3.1911111111111108,5.6222222222222218,6.8899999999999988,5.0111111111111111,5.75,5.3833333333333337,3.6300000000000003,3.4333333333333331,4.0233333333333334,5.1244444444444452,3.1055555555555556,3.2166666666666663,3.7344444444444442,3.867777777777778,2.4833333333333334,4.1744444444444442,6.0288888888888899,6.318888888888889,7.1577777777777776,5.7833333333333332,5.8633333333333342,5.5911111111111111,7.7722222222222221,6.5788888888888897,7.54,8.0011111111111113,7.7011111111111115,8.2966666666666686,8.9966666666666661,8.4077777777777776,7.6777777777777771,8.4622222222222234,9.507777777777779,10.366666666666667,10.372222222222222,10.343333333333334,8.77,9.9762500000000003,10.778750000000002,12.42625,11.907499999999999,11.012499999999999,9.9762500000000003,10.73875,13.088750000000001,13.8375,12.2775,11.444999999999999,12.7875,14.775,15.338750000000001,13.925000000000001,13.652500000000002,14.245000000000001,14.1775,14.365000000000002,13.67,14.228749999999998,15.197500000000002,14.9025,15.015000000000001,12.63625,12.981249999999998,14.856249999999999,16.341249999999999,18.12875,19.155000000000001,17.849999999999998,19.798750000000002,18.706250000000001,18.25,19.16375,17.981249999999999,17.212499999999999,18.892500000000002,20.911250000000003,20.837499999999999,21.306249999999999,21.287499999999998,21.018750000000001,19.423750000000002,19.313749999999999,21.45,22.397500000000001,23.704999999999998,25.105,24.030000000000005,23.798750000000002,25.183750000000003,24.481249999999999,25.796250000000001,24.186249999999998,24.701250000000002,27.036249999999999,28.287500000000005,26.537499999999998,25.328749999999999,26.333749999999998,25.267500000000002,24.7,25.03875,24.96875,24.861249999999998,24.592500000000005,21.137499999999999,21.506249999999998,25.75,28.03125,26.137499999999996]
["Innpower Corporation (Innisfil and South Barrie)","Barrie",24.017999999999997,27.431000000000001,29.244,25.28,24.4,23.369,24.759999999999998,25.093,24.308999999999997,25.257999999999999,22.893000000000001,22.784999999999997,24.939999999999998,26.696999999999996,25.884000000000004,27.986999999999995,27.061,24.363000000000003,25.620000000000005,31.513999999999999,32.631999999999998,30.399000000000001,29.758999999999997,29.613999999999997,27.811000000000007,27.546999999999997,27.014999999999997,26.843999999999994,27.033999999999999,27.119999999999994,27.514999999999997,25.244,26.584999999999997,26.474,27.976999999999997,28.558,26.084000000000003,26.164999999999999,27.268999999999998,27.058,27.511000000000003,28.879000000000001,29.085000000000001,29.982999999999997,27.381999999999998,28.673000000000002,27.493000000000002,26.744,25.768999999999998,26.302000000000003,26.303000000000004,26.466999999999995,25.448,26.505000000000003,25.834000000000003,25.439000000000004,25.837999999999994,24.574000000000002,26.96,25.03,26.282999999999998,26.826999999999991,26.236000000000001,25.918000000000006,27.167999999999999,26.189,21.529999999999998,20.330000000000002,20.925000000000001,19.544,16.785999999999998,19.550999999999995,20.054000000000002,17.802999999999997,17.369999999999997,18.734999999999999,19.806000000000004,18.201999999999998,18.100999999999999,19.371000000000002,18.984000000000002,18.968,21.104000000000003,21.490000000000002,20.326000000000001,19.961999999999996,19.687999999999999,16.940999999999995,18.148,17.812999999999999,15.020000000000001,14.556000000000001,14.674000000000001,15.789000000000001,15.856999999999999,17.451000000000001,17.105,15.682999999999998,15.904,15.366,14.800999999999998,14.146000000000001,14.525,13.500999999999999,12.870999999999999,12.055,11.179999999999998,11.927000000000001,10.035,9.6149999999999984,10.347,10.062000000000001,11.84,12.725,12.803000000000001,11.071000000000002,11.452,9.8109999999999999,11.340999999999999,10.57,9.3559999999999999,8.3069999999999986,7.9,6.8379999999999992,8.0229999999999997,7.3690000000000015,8.0749999999999993,7.08,6.3710000000000004,6.4150000000000009,8.0449999999999999,7.1709999999999994,7.1510000000000007,7.0870000000000006,7.5310000000000006,6.5609999999999999,8.6780000000000008,8.9209999999999994,7.1370000000000005,5.35,4.6099999999999994,3.5329999999999999,4.9459999999999997,4.3179999999999996,3.496,3.2450000000000001,2.5209999999999999,3.6019999999999994,3.8359999999999999,2.2049999999999996,2.165,3.9650000000000007,3.3609999999999998,3.2749999999999999,4.2249999999999996,4.197000000000001,3.661,3.8109999999999999,3.78,2.7350000000000003,3.0810000000000004,2.7229999999999999,1.7210000000000001,2.2209999999999996,2.5259999999999998,2.6099999999999994,1.69,0.86999999999999988,1.262,1.3809999999999998,2.2610000000000001,2.1799999999999997,0.81499999999999972,1.331,1.33,0.75599999999999989,1.0509999999999997,0.4009999999999998,0.47499999999999964,1.2050000000000001,1.7210000000000001,1.9619999999999997,1.7399999999999998,1.4369999999999998,1.5069999999999999,1.355,0.58499999999999996,0.34499999999999992,0.36500000000000005,0.45500000000000007,0.64100000000000024,0.4549999999999999,0.46999999999999992,0.71,0.93,1.4750000000000001,1.2109999999999999,1.23,1.1419999999999999,0.39499999999999991,0.6619999999999997,0.68100000000000005,0.32099999999999973,0.316,0.22699999999999995,0.50500000000000012,0.38500000000000012,0.18999999999999986,0,0.38599999999999995,0.63000000000000012,0.68500000000000016,0.74,3.5999999999999942E-2,0.26099999999999995,0.39099999999999985,0.4,0.61099999999999999,0.83999999999999964,0.751,0.93499999999999994,0.7,1.1219999999999999,0.55600000000000005,0.52999999999999969,1.121,1.456,0.84599999999999986,0.95099999999999996,0.94499999999999995,1.421,1.5910000000000002,1.44,1.2959999999999998,0.97999999999999976,0.64199999999999979,0.48000000000000009,1.1000000000000001,1.77,1.9099999999999997,1.7250000000000001,1.3109999999999997,1.0860000000000001,1.0999999999999999,1.276,1.1159999999999997,0.97499999999999998,1.8050000000000002,2.0249999999999999,2.3759999999999999,1.7109999999999999,2.1819999999999999,3.048,3.1159999999999997,3.4470000000000001,2.9899999999999998,4.3549999999999995,4.4859999999999989,6.577,7.1210000000000004,5.7260000000000009,5.8459999999999992,5.4999999999999982,3.7869999999999999,4.0110000000000001,5.1470000000000002,5.1049999999999995,4.6029999999999998,4.49,4.7409999999999997,4.55,4.0980000000000008,5.0350000000000001,5.51,7.2800000000000011,7.2460000000000004,6.7370000000000001,6.5460000000000012,6.5210000000000008,6.8359999999999985,7.0069999999999997,7.1319999999999997,8.4969999999999981,9.0759999999999987,9.1470000000000002,9.0770000000000017,9.0380000000000003,8.8520000000000003,9.1850000000000005,9.6849999999999987,10.114999999999998,10.095000000000001,9.8550000000000004,8.77,10.421000000000001,11.536,11.861000000000001,11.179999999999998,10.425999999999998,11.065000000000001,12.442,12.488,13.401000000000002,13.132,12.191999999999998,13.796999999999997,13.856,13.306999999999999,13.24,12.678999999999998,13.577999999999999,13.565000000000001,14.449999999999998,13.822999999999999,14.747999999999999,14.212999999999999,14.257000000000001,14.141999999999999,12.488,14.089000000000002,15.64,16.088000000000001,15.647,17.206,17.085000000000001,19.364999999999998,18.826999999999998,19.364999999999998,19.645,17.091999999999999,15.556000000000001,17.541000000000004,19.616,18.967000000000002,18.925000000000001,18.286999999999999,18.324000000000002,18.634999999999998,19.506999999999998,20.605,21.112000000000002,21.723999999999997,22.838000000000001,22.029,23.289000000000005,22.833000000000006,23.183,22.634000000000004,21.469000000000001,23.654,25.042999999999999,24.148,23.330000000000002,24.226999999999997,24.517999999999997,21.77,21.788999999999998,21.95,21.360999999999997,21.818000000000001,21.634,19.988,22.615000000000002,23.222999999999999,22.583000000000002,21.382999999999999]
["Kashechewan Power Corporation (Kashechewan First Nation)","FortAlbany",36.337777777777774,37.852222222222224,35.05222222222222,30.364444444444448,33.743333333333332,34.416666666666664,33.611111111111114,33.215555555555554,31.982222222222219,33.672222222222224,33.516666666666673,34.098888888888894,34.665555555555557,36.202222222222218,37.425555555555555,38.553333333333327,36.518888888888888,36.865555555555552,40.821111111111115,42.460000000000008,40.221111111111114,39.19777777777778,37.683333333333337,37.977777777777781,38.549999999999997,38.646666666666668,35.797777777777782,34.227777777777789,35.882222222222225,37.676666666666669,40.037777777777784,40.626666666666665,39.705555555555549,37.914444444444449,37.866666666666667,36.419999999999995,37.082222222222221,38.285555555555554,38.56111111111111,37.94777777777778,36.133333333333333,35.63666666666667,37.849999999999994,37.661111111111119,37.243333333333332,36.776666666666671,32.181111111111115,31.898888888888887,33.783333333333331,33.665555555555557,34.727777777777781,33.881111111111103,34.853333333333332,33.775555555555556,33.897777777777783,36.404444444444444,37.014444444444443,35.337777777777774,35.865555555555559,36.375,35.177777777777784,35.021111111111104,33.576666666666661,35.788888888888891,35.632222222222225,31.268888888888892,31.43333333333333,35.048888888888889,31.355555555555561,27.011111111111109,28.83666666666667,31.975555555555552,28.632222222222222,25.883333333333333,27.65,27.066666666666666,25.682222222222222,27.454444444444441,27.07,25.988888888888887,24.515555555555558,29.620000000000005,31.114444444444448,26.286666666666669,24.771111111111111,27.974444444444444,27.577777777777776,27.933333333333334,27.257777777777775,23.573333333333334,23.236666666666665,22.792222222222222,20.74,21.133333333333333,22.526666666666667,24.415555555555557,23.842222222222219,22.094444444444445,21.808888888888891,21.867777777777778,21.775555555555556,25.203333333333333,23.216666666666669,18.75,20.948888888888888,19.593333333333337,17.753333333333337,19.883333333333333,19.215555555555554,20.435555555555553,18.917777777777776,17.568888888888889,15.434444444444441,16.935555555555556,17.506666666666668,17.690000000000001,17.259999999999998,16.351111111111109,16.317777777777778,15.846666666666664,13.684444444444445,12.62222222222222,13.015555555555554,12.666666666666666,16.423333333333332,13.877777777777778,11.653333333333332,12.553333333333335,14.008888888888889,15.475555555555552,13.056666666666665,13.635555555555555,12.624444444444443,10.334444444444445,9.68888888888889,12.966666666666667,13.09,11.914444444444445,10.928888888888888,13.863333333333332,13.523333333333333,12.756666666666668,10.691111111111111,9.0333333333333332,8.0766666666666662,8.3455555555555563,11.738888888888889,10.86888888888889,8.9888888888888889,10.057777777777778,12.478888888888889,8.5288888888888899,8.7666666666666657,8.9788888888888891,7.6622222222222218,9.6677777777777774,10.719999999999999,7.884444444444445,5.0055555555555555,8.4622222222222216,6.8299999999999992,4.9899999999999993,4.5022222222222217,5.9011111111111108,6.0666666666666664,3.7833333333333337,3.1011111111111114,3.9277777777777771,3.7944444444444443,5.4066666666666663,4.9844444444444447,7.1722222222222216,5.017777777777777,4.4388888888888891,4.9399999999999995,6.0555555555555554,5.4077777777777776,6.8333333333333321,4.0966666666666667,2.9944444444444445,4.4677777777777772,5.45,3.7999999999999994,3.7066666666666666,2.4833333333333338,2.3055555555555554,1.9555555555555557,3.6677777777777782,5.666666666666667,3.7277777777777774,3.7333333333333334,2.4722222222222223,2.3077777777777779,1.9555555555555557,1.5344444444444445,2.8844444444444446,2.6788888888888889,1.2777777777777777,2.1500000000000004,3.0733333333333328,3.6500000000000004,2.4622222222222225,2.6888888888888882,2.1722222222222221,3.1166666666666663,2.773333333333333,2.8833333333333333,3.3611111111111112,2.4411111111111108,2.7622222222222224,2.6300000000000003,2.1333333333333337,1.5566666666666664,1.0499999999999998,1.996666666666667,2.69,2.1722222222222221,2.0511111111111107,2.7733333333333334,4.0500000000000007,2.2411111111111115,2.7222222222222223,4.1233333333333331,4.3011111111111102,3.1288888888888886,3.2855555555555558,2.8777777777777778,3.1633333333333336,3.0555555555555554,4.0388888888888879,4.6355555555555554,4.7166666666666659,3.1566666666666667,1.4066666666666665,3.2233333333333332,2.2166666666666668,1.951111111111111,2.9833333333333329,2.9633333333333329,3.6222222222222222,4.5222222222222221,2.3499999999999996,4.1255555555555556,5.29,2.411111111111111,2.75,3.5177777777777783,6.59,5.2277777777777779,3.8244444444444445,7.2955555555555565,7.1166666666666663,6.6455555555555561,6.7944444444444452,4.9666666666666668,7.4911111111111115,7.83,8.5355555555555558,9.5122222222222206,7.5844444444444434,7.9111111111111114,8.5399999999999991,8.2566666666666677,6.844444444444445,7.1944444444444446,9.4755555555555535,9.6166666666666671,7.307777777777777,6.8555555555555552,6.09,4.1333333333333337,7.0133333333333328,10.167777777777777,10.452222222222224,9.6900000000000013,9.7977777777777764,9.3955555555555552,10.033333333333333,12.034444444444444,11.259999999999998,10.576666666666666,10.462222222222222,10.655555555555557,12.617777777777778,11.69222222222222,8.7355555555555551,9.9622222222222234,12.034444444444444,14.702222222222222,14.643333333333333,14.035555555555554,13.53888888888889,11.956666666666667,13.776249999999999,15.054999999999998,14.978750000000002,14.72125,14.174999999999997,13.067500000000001,13.043749999999998,15.001250000000001,17.1325,17.850000000000001,16.482499999999998,14.895,17.771250000000002,16.87,16.69875,16.837499999999999,16.74625,18.2075,16.548750000000002,17.30125,19.142500000000002,19.28125,18.766249999999999,18.501250000000002,17.21875,16.848749999999999,19.237500000000001,20.634999999999998,19.482499999999998,20.936249999999998,23.26125,24.278750000000002,24.813750000000002,24.056249999999999,24.418750000000003,23.706250000000001,25.218749999999996,26.642499999999998,27.341250000000002,27.017499999999998,27.651249999999997,29.381250000000001,30.868750000000002,28.223749999999999,25.4375,28.231249999999999,29.385000000000002,30.278750000000002,30.9375,32.741250000000001,35.056249999999999,35.059999999999995,36.379999999999995,35.866250000000008,33.493749999999999,33.677499999999995,32.866250000000001,33.053750000000001,32.754999999999995,34.717500000000001,34.662500000000001,34.796250000000001,32.85,32.206250000000004,30.83,32.393749999999997,31.506250000000001,30.654999999999998,29.0625,34.929999999999993,37.335000000000001,37.628749999999997,36.484999999999999]
["Kenora Hydro Electric Corporation Ltd. (Kenora)","kenora",36.097777777777786,36.450000000000003,33.87222222222222,33.471111111111114,33.833333333333336,32.842222222222219,32.648888888888884,33.133333333333333,31.651111111111113,28.448888888888884,30.374444444444446,34.24444444444444,35.477777777777781,35.796666666666667,33.721111111111114,34.021111111111111,34.661111111111111,35.504444444444438,36.56,36.026666666666671,36.171111111111109,33.729999999999997,33.848888888888887,32.527777777777779,33.42,32.787777777777784,32.924444444444447,32.00555555555556,34.937777777777775,37.682222222222229,35.915555555555557,37.065555555555562,36.510000000000005,34.155555555555559,33.794444444444444,32.743333333333339,32.776666666666671,32.854444444444447,32.233333333333334,33.620000000000005,33.861111111111114,33.572222222222223,33.041111111111114,31.875555555555554,34.111111111111114,32.212222222222223,29.555555555555561,29.414444444444445,32.437777777777775,33.621111111111105,31.066666666666663,31.844444444444449,32.137777777777778,30.242222222222225,30.22666666666667,31.827777777777783,32.277777777777779,32.331111111111106,29.685555555555556,26.225000000000001,30.799999999999997,30.538888888888891,29.786666666666665,30.011111111111106,29.838888888888889,27.255555555555556,29.126666666666672,25.700000000000003,23.08111111111111,21.811111111111117,21.564444444444447,21.576666666666668,20.185555555555556,19.911111111111111,20.96777777777778,21.095555555555556,20.266666666666666,20.417777777777779,22.704444444444441,22.17,20.287777777777777,20.531111111111112,21.325555555555557,21.732222222222223,23.744444444444447,23.61,22.077777777777779,20.593333333333334,17.99111111111111,16.794444444444441,17.399999999999999,17.656666666666666,18.660000000000004,19.245555555555555,19.489999999999998,20.561111111111114,18.805555555555557,17.654444444444447,18.013333333333335,17.095555555555553,16.933333333333334,15.377777777777775,13.952222222222224,14.888888888888889,14.194444444444445,13.466666666666663,14.370000000000001,14.345555555555556,13.770000000000001,13.394444444444446,14.076666666666666,13.807777777777776,13.472222222222221,12.156666666666666,13.008888888888887,13.434444444444443,11.702222222222222,10.806666666666667,10.283333333333333,8.9166666666666661,10.378888888888891,11.939999999999998,11.274444444444445,12.264444444444443,10.972222222222221,9.551111111111112,7.58,8.3411111111111111,10.754444444444443,10.044444444444444,9.0444444444444443,9.8788888888888895,10.267777777777775,9.8166666666666682,8.706666666666667,7.9333333333333327,7.3233333333333333,5.3388888888888886,6.1911111111111108,7.0744444444444445,6.8444444444444441,5.9111111111111114,4.1577777777777776,4.3244444444444436,4.3566666666666656,5.822222222222222,6.5611111111111109,5.7733333333333325,4.1899999999999995,4.2666666666666675,6.7344444444444447,5.9799999999999995,4.5966666666666667,4.5777777777777784,2.4944444444444445,3.822222222222222,4.2788888888888899,3.2788888888888885,3.5211111111111109,3.7066666666666657,3.6999999999999997,3.3888888888888884,3.5888888888888886,3.0844444444444443,2.0833333333333335,1.6333333333333331,2.4011111111111116,1.3277777777777777,1.6022222222222222,1.7566666666666664,1.9233333333333331,1.0388888888888888,0.46222222222222187,0.36666666666666675,4.999999999999992E-2,0.73888888888888893,0.20000000000000007,0,1.4444444444444442,2.0011111111111108,1.4000000000000001,1.38,1.6388888888888888,0.86333333333333329,0.53888888888888886,0.1111111111111111,0.25555555555555565,0.97333333333333327,1.0166666666666666,0.93555555555555558,0.8455555555555555,0.90555555555555556,1.3733333333333331,1.3233333333333333,1.0944444444444441,0.70666666666666655,0.89444444444444438,0.98444444444444457,0.86666666666666659,0.33333333333333331,0.18444444444444447,0.68888888888888877,0.19111111111111098,0.45555555555555571,0.5166666666666665,0.38888888888888851,0.40555555555555561,0.69444444444444442,0.56777777777777771,0.6611111111111112,0.47777777777777763,0.15555555555555539,0.51222222222222213,0.52777777777777779,0.60111111111111115,0.95555555555555549,1.0333333333333334,0.91333333333333344,0.90777777777777779,0.64444444444444449,0.6677777777777778,0.50666666666666671,7.2222222222222063E-2,1.2222222222222159E-2,0.40000000000000013,0.60555555555555551,0.27333333333333343,0.92777777777777759,1.931111111111111,2.3011111111111111,1.9633333333333336,1.5277777777777777,1.2944444444444443,0.56333333333333313,0.42777777777777776,1.8111111111111111,2.4233333333333338,1.8455555555555554,1.1499999999999999,1.1066666666666665,1.5222222222222221,1.4788888888888887,0.86222222222222222,0.96777777777777763,0.9788888888888887,1.6055555555555554,2.5222222222222221,3.0511111111111111,2.7177777777777772,2.3455555555555554,3.5388888888888888,4.427777777777778,5.0944444444444441,4.0233333333333334,4.9666666666666668,4.8288888888888879,5.8888888888888893,7.5666666666666664,5.884444444444445,4.68,6.3066666666666658,5.6944444444444446,4.6511111111111108,6.4077777777777776,6.9844444444444447,6.5333333333333341,4.8455555555555545,5.0444444444444443,5.068888888888889,3.8055555555555554,4.2111111111111112,7.3011111111111102,6.9011111111111108,6.7399999999999993,7.1833333333333336,7.9144444444444453,8.8244444444444454,9.5366666666666671,9.6955555555555559,9.8277777777777757,9.645555555555557,9.4111111111111114,10.785555555555554,10.233333333333333,9.1733333333333338,10.427777777777779,10.725555555555554,11.305555555555555,12.435555555555556,11.889999999999999,12.885555555555554,11.995555555555555,11.917777777777779,13.551250000000001,13.501250000000001,13.182499999999997,13.137499999999999,13.221249999999998,12.472500000000002,14.67,16.175000000000001,17.079999999999998,16.956249999999997,14.581249999999999,17.052500000000002,15.93375,15.425000000000001,14.812499999999998,15.521249999999998,17.183750000000003,16.638750000000002,16.8125,17.893750000000001,18.772500000000001,19.466249999999999,19.72,18.88,18.125,20.443750000000001,21.662500000000001,21.11375,23.450000000000003,23.113749999999996,22.693749999999998,26.104999999999997,24.875,24.341250000000002,24.607499999999998,23.8125,25.516249999999999,28.622499999999995,28.8475,26.556249999999999,27.225000000000001,28.755000000000003,28.533750000000001,26.467500000000001,29.31625,31.049999999999997,31.287499999999998,31.62875,33.041249999999998,34.855000000000004,36.071249999999999,34.58,35.111249999999998,34.672500000000007,33.831249999999997,33.32,34.006250000000001,33.881249999999994,31.211250000000003,30.655000000000001,30.88625,28.687499999999996,29.28125,30.837500000000002,30.423750000000002,30.841250000000002,29.709999999999997,30.041249999999998,30.6875,33.067500000000003,35.116250000000001,35.756249999999994,37.034999999999997]
["Utilities Kingston (Kingston)","Kingston",22.55875,27.3475,27.37777777777778,22.14,20.354444444444443,20.655555555555555,22.707777777777771,23.132222222222222,23.161111111111111,24.851111111111109,21.72666666666667,20.733333333333334,22.866666666666667,25.504444444444442,25.130000000000003,25.982222222222223,24.677777777777781,21.247777777777777,21.931111111111111,28.650000000000002,31.009999999999998,28.22,27.027777777777786,27.516666666666669,26.454444444444441,27.183333333333337,25.643333333333334,25.785555555555558,25.633333333333333,25.444444444444443,25.982222222222219,23.585555555555555,24.907777777777781,26.112222222222222,26.211111111111112,26.87777777777778,25.676666666666666,25.803333333333331,26.132222222222222,26.269999999999996,25.837777777777777,25.967777777777773,26.887777777777778,26.246666666666663,23.287777777777777,26.071111111111112,26.185555555555553,25.025555555555556,22.611111111111111,23.895555555555553,24.491111111111113,24.147777777777776,21.970000000000002,24.062222222222221,24.133333333333333,23.15,23.369999999999997,23.222222222222221,25.673333333333332,25.549999999999997,22.58111111111111,23.338888888888889,23.427777777777777,22.594444444444445,24.185555555555556,23.844444444444441,20.426666666666666,20.305555555555557,21.600000000000005,18.586666666666666,15.157777777777776,17.798888888888889,19.440000000000001,17.675555555555551,16.963333333333331,18.703333333333333,19.248888888888889,16.361111111111111,17.051111111111112,17.536666666666669,17.87222222222222,17.471111111111114,19.215555555555554,19.105555555555558,18.012222222222224,18.152222222222221,18.154444444444447,15.413333333333334,16.873333333333335,16.155555555555555,15.199999999999998,14.810000000000002,13.861111111111111,13.494444444444445,13.841111111111111,14.722222222222221,15.559999999999999,13.5,13.240000000000002,13.190000000000001,12.686666666666667,12.812222222222223,14.157777777777778,12.25111111111111,11.940000000000001,12.174444444444443,11.734444444444442,12.183333333333334,10.807777777777778,9.4188888888888904,9.24,10.973333333333336,11.206666666666667,10.717777777777778,11.046666666666669,10.130000000000001,8.6777777777777789,9.1011111111111109,9.4199999999999982,9.456666666666667,8.8633333333333333,6.7733333333333325,7.2333333333333343,6.9733333333333327,6.373333333333334,7.1955555555555559,6.5111111111111111,6.6499999999999986,5.7455555555555557,5.184444444444444,6.2111111111111104,5.9688888888888894,5.8733333333333348,6.612222222222222,6.2166666666666668,4.9577777777777774,6.0844444444444452,7.7500000000000018,6.716666666666665,4.9755555555555553,4.3622222222222211,3.6955555555555555,3.7511111111111117,4.405555555555555,3.2399999999999998,3.7222222222222223,2.2344444444444442,3.0333333333333332,3.3566666666666665,2.0555555555555554,2.4622222222222221,3.2777777777777777,3.1333333333333329,2.4888888888888889,3.4833333333333325,3.4222222222222221,3.2177777777777781,3.8944444444444439,3.0744444444444445,1.5844444444444443,1.63,1.451111111111111,0.97777777777777763,1.2411111111111111,1.6177777777777775,1.63,1.2477777777777777,0.84444444444444455,0.47888888888888914,1.0666666666666669,1.822222222222222,1.6166666666666663,0.73444444444444434,0.37222222222222201,0.41777777777777775,0.15666666666666668,0.38444444444444414,0.16888888888888884,0.23333333333333309,0.41666666666666669,0.64555555555555566,0.85555555555555529,0.6955555555555557,0.72333333333333327,0.61777777777777765,0.42333333333333356,0.22777777777777786,0,0.11666666666666675,0.16777777777777755,0.17777777777777753,0.31111111111111101,0.22222222222222221,0.33444444444444443,0.25,0.3455555555555555,0.5955555555555555,0.3611111111111111,0.36666666666666636,0.20666666666666661,1.666666666666651E-2,0.18333333333333318,0,0,0,0.32333333333333336,0.17888888888888882,8.3333333333333329E-2,0,0.31111111111111117,0.23333333333333328,5.5555555555555552E-2,0.15555555555555539,0,0,4.4444444444444287E-2,0.1722222222222223,0.30555555555555558,0.27222222222222214,0.51777777777777778,0.40555555555555539,6.6666666666666818E-2,0,5.5555555555555552E-2,0,0.2511111111111109,0.80555555555555558,0.47333333333333311,2.2222222222222143E-2,0.12777777777777763,0.71777777777777763,0.8666666666666667,0.71666666666666656,0.43555555555555536,0.12888888888888891,0.32777777777777772,0.27222222222222214,0.48888888888888893,0.69444444444444442,1.2288888888888887,0.92333333333333323,0.84444444444444444,0.28999999999999992,0.42222222222222211,0.6166666666666667,0.62777777777777777,0.22777777777777747,0.62777777777777766,1.5166666666666666,1.4911111111111108,1.1055555555555554,1.1011111111111112,2.14,2.0177777777777779,2.5277777777777772,1.7955555555555556,2.6388888888888888,3.0688888888888881,4.9633333333333329,6.2788888888888881,4.7144444444444433,5.4555555555555557,5.181111111111111,2.7288888888888883,3.3577777777777782,3.4911111111111111,4.206666666666667,3.5788888888888883,3.0466666666666664,3.0777777777777775,2.9966666666666661,2.5944444444444446,3.6799999999999997,4.9522222222222219,5.5955555555555554,6.0511111111111111,5.2277777777777779,5.5233333333333334,6.04,6.1277777777777782,6.217777777777779,6.8833333333333329,7.1688888888888886,7.083333333333333,7.3666666666666645,8.94,7.5299999999999994,6.9133333333333349,8.112222222222222,8.4611111111111104,8.9788888888888891,9.7522222222222226,9.93888888888889,7.2744444444444447,8.2422222222222228,9.6150000000000002,10.80625,9.4387500000000006,8.4775000000000009,8.6575000000000006,9.7012500000000017,11.221250000000001,12.7325,11.233750000000001,9.40625,11.989999999999998,13.80875,13.038749999999999,13.271250000000002,13.526249999999999,12.96875,12.813749999999999,13.732500000000002,12.398750000000001,12.59125,13.417500000000002,13.072500000000002,13.731249999999999,11.4,12.285,14.20125,14.9125,16.45,16.6675,15.762500000000001,18.344999999999999,17.114999999999998,16.726249999999997,17.501250000000002,15.6525,15.131249999999998,16.622499999999999,18.056249999999999,18.013750000000002,17.827500000000001,17.692500000000003,17.37,16.776250000000001,17.506250000000001,19.3,19.757499999999997,20.725000000000001,22.004999999999995,20.026250000000001,20,22.123749999999998,21.368750000000002,22.337499999999999,20.354999999999997,21.876250000000002,23.28125,23.96125,22.175000000000001,22.088749999999997,23.598749999999999,21.3675,22.585000000000001,22.080000000000002,21.807499999999997,20.768750000000001,20.956249999999997,18.608750000000001,19.536250000000003,22.61,23.966250000000002,22.2925]
["Kitchener-Wilmot Hydro Inc. (Kitchener and Wilmot)","Kitchener-Waterloo",22.127777777777776,25.926666666666666,26.354444444444447,22.134444444444441,21.369999999999997,22.177777777777777,23.526666666666667,23.435555555555553,24.915555555555553,24.636666666666667,21.111111111111111,20.582222222222224,22.259999999999998,25.091111111111111,24.720000000000002,25.521111111111107,24.023333333333337,21.950000000000003,24.221111111111114,28.747777777777781,30.044444444444448,27.070000000000004,25.792222222222222,27.355555555555558,26.966666666666665,26.754444444444445,25.914444444444442,25.523333333333333,24.738888888888891,24.842222222222219,25.916666666666671,23.171111111111113,25.97111111111111,27.407777777777781,28.127777777777776,27.303333333333327,26.365555555555559,25.876666666666669,26.198888888888888,26.083333333333332,26.026666666666667,26.18333333333333,26.297777777777778,26.521111111111111,23.861111111111111,27.41,27.593333333333334,25.515555555555554,22.854444444444443,25.27,25.811111111111106,24.68333333333333,23.482222222222219,24.254999999999999,24.2925,24.018750000000001,22.661249999999995,22.611249999999998,24.556250000000002,22.200000000000003,22.623750000000001,23.986249999999998,23.761250000000004,24.372499999999995,24.081249999999997,22.522500000000001,20.880000000000003,19.736249999999998,21.415000000000003,18.525000000000002,15.871250000000002,18.973750000000003,19.188749999999999,16.912500000000001,16.53125,18.362500000000001,17.787500000000001,14.782499999999999,15.67625,18.234999999999999,16.87875,16.463750000000001,18.262500000000003,19.481249999999999,18.10125,18.662500000000001,17.09375,15.487499999999999,17.103749999999998,17.1325,14.173749999999998,12.918749999999999,13.493749999999999,14.055000000000001,13.59,15.587499999999999,16.076250000000002,13.794999999999998,13.751249999999999,12.9825,12.3825,13.1625,12.907500000000001,12.882499999999999,12.313750000000001,11.39625,10.883749999999999,12.488750000000001,9.7062500000000007,9.5687499999999996,9.7862500000000008,10.332500000000001,10.38875,9.4124999999999996,10.03375,8.9375,9.5649999999999995,8.5625,11.063750000000001,10.72625,8.8000000000000007,7.6237500000000011,6.915,5.9012499999999992,7.1762499999999996,6.7824999999999998,8.0325000000000006,6.6449999999999996,5.3950000000000005,5.4637499999999992,7.0712499999999991,7.7825000000000006,7.3325000000000005,6.7137499999999992,6.2687499999999989,5.6,7.95,9.1637500000000003,7.3075000000000001,4.6375000000000011,3.3525,3.2574999999999998,3.0937500000000004,2.9624999999999999,3.9499999999999997,3.8875000000000002,2.4637500000000001,3.6312499999999996,3.8574999999999999,2.25,2.1999999999999997,2.6574999999999998,2.7087500000000002,2.9337499999999999,3.5575000000000001,3.5750000000000006,3.1825000000000001,3.2762500000000001,2.1187500000000004,2.2375000000000003,2.3149999999999999,1.8637499999999996,0.79999999999999982,1.0687499999999999,2.1887499999999998,1.9712499999999999,1.1937499999999996,0.31999999999999984,1.0887499999999997,1.51875,1.90625,1.4187500000000002,0.23749999999999982,0.64374999999999982,0.84375,8.2499999999999574E-2,0.57499999999999996,0.375,0,6.8750000000000089E-2,1.30125,1.4762499999999998,1.4787499999999998,0.92500000000000004,1.1875,1.45625,0.48124999999999996,0.17499999999999982,0.48750000000000004,6.2500000000000888E-3,0.38874999999999993,0.39375000000000004,0.35624999999999973,0.66874999999999996,0.76875000000000004,0.875,0.48249999999999993,0.51374999999999993,0.48249999999999993,0.49374999999999991,0.46250000000000013,0.44999999999999996,0.51249999999999996,0.20749999999999957,3.125E-2,0.60124999999999984,0.61249999999999982,0.21875,0,0.61249999999999982,0.78874999999999984,0.4375,0.66875000000000018,4.9999999999999822E-2,8.1249999999999822E-2,0.19375000000000009,0.35000000000000009,0.66250000000000009,0.41374999999999984,0.70625000000000004,0.73875000000000002,0.53125,0.85749999999999993,0.62000000000000011,0.28125,1.2312500000000002,1.4574999999999998,1.0075000000000001,0.66250000000000009,0.95124999999999993,1.1937500000000003,1.4962499999999999,1.4512499999999999,0.91249999999999987,0.41374999999999984,0.19499999999999984,0.48749999999999982,0.75625000000000009,1.095,1.6687500000000002,1.3949999999999998,0.8824999999999994,0.92125000000000012,0.88749999999999996,0.78249999999999975,0.64375000000000004,0.67625000000000002,1.0324999999999995,2.46875,2.5375000000000001,1.4574999999999998,2.0262500000000001,2.9125000000000001,2.3574999999999999,3.4000000000000004,2.3412499999999996,3.66,4.2324999999999999,6.7012499999999999,7.32125,5.55,5.7025000000000006,6.076249999999999,3.3074999999999997,3.0262499999999997,4.8562500000000002,5.1774999999999993,4.0749999999999993,3.7937499999999997,4.3212499999999991,4.1812500000000004,4.3074999999999992,4.6687500000000002,5.0750000000000011,6.1750000000000007,7.1012499999999985,5.75,6.2625000000000002,6.5500000000000007,6.4749999999999996,6.97,6.65,6.87,7.92,8.9824999999999999,10.532500000000001,8.6974999999999998,7.4075000000000006,9.2087500000000002,8.7324999999999999,8.6312500000000014,10.225,10.0625,8.6212499999999999,9.5762499999999999,10.565000000000001,10.93125,9.9212500000000006,8.5962500000000013,9.8074999999999992,11.64,12.4575,14.112500000000002,11.794999999999998,10.393750000000001,14.048749999999998,15.015000000000001,14.168749999999999,14.030000000000001,14.606249999999999,14.15875,13.22,13.872499999999999,12.92,14.185,14.291250000000002,13.977499999999999,14.43375,12.40375,14.126250000000001,16.057500000000001,16.475000000000001,17.700000000000003,17.852499999999999,16.94875,18.501249999999999,17.0075,17.175000000000001,18.228750000000002,15.981250000000003,16.623749999999998,18.106249999999999,19.923749999999998,18.752500000000001,17.626250000000002,18.756249999999998,18.276249999999997,17.5625,18.423749999999998,20.518750000000001,21.546250000000001,22.1875,21.935000000000002,20.56625,22.657499999999999,22.900000000000002,22.43,22.012499999999999,20.233750000000001,20.733749999999997,22.43,22.504999999999999,22.138749999999998,21.150000000000002,22.2225,21.451249999999998,21.076250000000002,21.886250000000004,21.63,21.06625,20.64875,18.445,20.168749999999999,21.85,22.693750000000001,21.94875]
["Lakefront Utilities Inc. (Cobourg)","Cobourg",21.128888888888888,24.970000000000002,25.594444444444441,20.6,20.392222222222223,19.978888888888889,21.237777777777779,22.438888888888886,22.279999999999998,22.310000000000002,19.799999999999997,19.855555555555558,21.911111111111111,23.766666666666669,23.254444444444442,23.700000000000003,22.488888888888891,20.076666666666668,21.481111111111108,27.018888888888888,28.031111111111112,26.227777777777778,25.266666666666666,26.137777777777774,25.598888888888887,25.223333333333336,23.382222222222222,23.793333333333333,23.943333333333335,24.03222222222222,25.047777777777778,22.637777777777774,23.97666666666667,24.232222222222223,24.754444444444445,24.85,23.695555555555554,24.156666666666666,25.026666666666667,25.125555555555554,24.082222222222221,24.072222222222219,24.274444444444441,25.191111111111113,22.795555555555548,25.022222222222226,24.166666666666668,22.695555555555554,21.215555555555554,22.898888888888887,23.685555555555553,23.097777777777775,21.193333333333332,23.403333333333332,22.47111111111111,21.816666666666666,21.96777777777778,22.048888888888889,23.87222222222222,22.024999999999999,21.882222222222222,22.777777777777779,22.31111111111111,22.283333333333335,23.226666666666667,22.244444444444447,19.361111111111111,18.86,20.333333333333336,17.867777777777778,15.013333333333334,17.561111111111114,18.594444444444441,16.921111111111109,15.933333333333334,18.445555555555558,18.311111111111114,16.698888888888892,16.36333333333333,17.727777777777774,17.261111111111109,17.074444444444445,19.05,18.678888888888888,16.89,17.584444444444443,17.644444444444442,15.100000000000001,15.866666666666667,15.807777777777776,15.074444444444444,14.172222222222222,13.522222222222222,13.527777777777779,13.813333333333334,14.892222222222223,15.578888888888891,13.745555555555557,13.213333333333333,13.124444444444444,13.181111111111113,12.931111111111111,13.43888888888889,12.605555555555558,11.928888888888888,12.006666666666668,11.562222222222221,12.130000000000003,10.663333333333334,9.8266666666666662,10.651111111111112,11.122222222222222,11.213333333333333,10.342222222222224,11.13,10.323333333333334,9.2333333333333343,9.9088888888888889,9.2311111111111117,9.5277777777777786,9.4288888888888884,7.9844444444444447,8.2566666666666677,7.9899999999999993,7.5888888888888886,7.9888888888888898,8.0344444444444445,8.1855555555555561,7.0844444444444452,6.2455555555555549,6.6300000000000008,7.0411111111111104,8.1788888888888884,7.9388888888888873,7.841111111111112,5.9444444444444446,7.1566666666666663,8.3533333333333317,7.988888888888888,6.2888888888888879,5.3455555555555554,5.6900000000000013,4.8844444444444441,5.3722222222222218,3.9622222222222216,3.8277777777777779,3.8499999999999996,4.1611111111111114,3.934444444444444,3.94,2.8277777777777775,3.6388888888888888,3.5444444444444443,4.0666666666666673,3.9355555555555557,3.9466666666666663,4.4777777777777779,4.8622222222222211,3.657777777777778,2.5111111111111111,2.161111111111111,2.4622222222222221,1.5111111111111111,1.9899999999999995,1.7355555555555557,1.4855555555555553,2.2177777777777776,1.5888888888888886,1.4500000000000002,2.0077777777777777,2.5233333333333334,2.4855555555555555,1.0944444444444443,0.767777777777778,0.84000000000000008,0.28999999999999992,0.77999999999999992,0.27333333333333343,0.52222222222222214,0.65555555555555545,1.5111111111111108,1.5344444444444441,0.90666666666666651,1.1888888888888889,0.75666666666666649,0.91666666666666663,0.99555555555555542,0.75111111111111106,0.83333333333333337,0.74444444444444458,0.92888888888888888,0.64666666666666672,0.45555555555555532,0.69999999999999984,0.43555555555555575,0.69444444444444442,1.0611111111111109,0.77888888888888863,0.88444444444444437,0.37888888888888889,0.49444444444444435,0.24444444444444435,0.1388888888888889,6.1111111111111192E-2,0.22777777777777786,0.2666666666666665,0.38999999999999979,0.17777777777777792,0,0.16111111111111104,0.44555555555555554,0.362222222222222,0.12222222222222198,0,4.999999999999992E-2,9.9999999999999839E-2,0.10666666666666676,0.45111111111111096,0.66666666666666663,0.46666666666666656,0.22777777777777786,0.27222222222222214,0.32777777777777772,0.23888888888888873,0.12888888888888891,3.9999999999999938E-2,0.71222222222222209,0.81666666666666687,0.88444444444444437,0.81111111111111101,1.2333333333333334,1.0444444444444441,0.53333333333333321,0.58444444444444466,0.1722222222222223,0.1888888888888888,0.13333333333333325,0.16777777777777755,0.3466666666666664,0.93888888888888877,0.71333333333333337,0.82888888888888879,0.43888888888888883,0.37777777777777782,0.48888888888888871,0.40666666666666668,0.23333333333333309,0.64444444444444449,1.5611111111111111,1.7111111111111112,1.2444444444444445,1.3288888888888888,1.5944444444444443,1.2277777777777774,1.7011111111111112,1.8077777777777781,3.0688888888888886,3.0688888888888886,4.9733333333333327,5.53,4.7011111111111115,4.4233333333333338,4.6999999999999993,2.3888888888888888,2.3722222222222222,3.4944444444444445,4.2611111111111102,3.3122222222222222,2.746666666666667,3.0244444444444447,2.6633333333333331,2.2899999999999996,3.2666666666666666,4.4899999999999993,5.6055555555555561,5.9577777777777783,5.1222222222222227,5.134444444444445,5.4577777777777783,5.7666666666666675,5.8077777777777779,6.4444444444444446,6.5666666666666664,7.6866666666666674,7.3455555555555572,8.4577777777777783,7.0622222222222213,7.129999999999999,8.0566666666666649,8.3633333333333333,8.8177777777777777,9.4466666666666672,9.7511111111111113,8.3337500000000002,8.8650000000000002,10.09625,9.8450000000000006,8.7824999999999989,8.2825000000000006,8.74,10.445,10.953749999999999,12.190000000000001,11.052499999999998,10.395,11.78125,13.876250000000001,12.796249999999999,12.575000000000003,13.09625,12.75,12.35,12.75,11.399999999999999,12.10125,12.471250000000001,12.887500000000001,13.424999999999999,11.14,12.88125,14.387500000000003,14.752500000000001,16.223749999999999,15.912499999999998,15.361249999999998,17.116250000000001,16.452500000000001,16.731249999999999,17.2775,15.049999999999997,14.90625,16.553750000000001,17.462499999999999,16.96,16.88625,17.374999999999996,16.963750000000001,16.083749999999998,17.232500000000002,19.016250000000003,19.384999999999998,20.061250000000001,20.942500000000003,19.243750000000002,19.811250000000001,21.38625,20.977500000000003,21.127499999999998,20.13,20.6875,21.64875,21.918750000000003,20.747499999999999,20.824999999999999,22.453750000000003,20.267499999999998,21.66,20.8325,20.818750000000001,19.276249999999997,19.568750000000001,18.446250000000003,19.567500000000003,21.746250000000003,22.252499999999998,20.656250000000004]
["Lakeland Power Distribution Inc. (Bracebridge, Burk's Falls, Huntsville, Magnetawan and Sundridge)","Bracebridge",24.989000000000001,28.134999999999998,30.884000000000004,26.968,25.132999999999999,23.585000000000001,25.640000000000004,25.283000000000001,25.414999999999999,26.058,23.184999999999999,23.353999999999999,26.43,27.981999999999999,26.904000000000003,29.734000000000002,28.627999999999997,25.591000000000001,26.574000000000002,34.420999999999999,34.108999999999995,30.810000000000002,27.900000000000006,28.821000000000005,29.080000000000002,28.842000000000002,27.804000000000002,28.15,28.805,28.577999999999996,29.187999999999999,26.137,27.664999999999999,28.009000000000004,29.047000000000004,29.583000000000006,26.982999999999997,26.913,27.814,28.149000000000001,28.495000000000005,30.137999999999998,30.673999999999999,30.875,28.853999999999996,30.554000000000002,28.855,27.402999999999999,26.564000000000004,27.186999999999994,27.504000000000001,27.058,26.132999999999999,26.958999999999996,26.208999999999996,26.492999999999995,26.645000000000003,25.187000000000001,27.562000000000001,26.566666666666663,27.022999999999996,27.407,27.663,26.532,27.714999999999996,26.881999999999998,21.335000000000001,20.68,21.594999999999999,19.407999999999998,17.259,19.871000000000002,20.274000000000001,17.892999999999997,17.842000000000002,19.791,20.210999999999999,18.503999999999998,18.809999999999999,19.966999999999999,19.642000000000003,19.593,21.217000000000002,22.105,20.428999999999998,20.904000000000003,20.725000000000001,17.704000000000001,18.594000000000001,18.026,14.89,14.972999999999999,15.209999999999999,15.651,16.231000000000002,17.88,17.864999999999995,16.236999999999995,15.960999999999999,16.076000000000001,15.507,14.714999999999998,15.440999999999999,13.952999999999999,13.535000000000002,12.668000000000001,11.481999999999999,12.87,10.972,10.536999999999999,11.038999999999998,10.979000000000001,11.717000000000002,12.285999999999998,12.775,11.122999999999999,11.761000000000001,9.8620000000000001,11.156000000000002,10.857999999999999,9.4019999999999975,7.9670000000000005,8.097999999999999,7.1549999999999994,8.1549999999999976,7.7359999999999998,8.4860000000000007,7.605999999999999,6.6920000000000002,6.7510000000000003,8.0869999999999997,7.5709999999999997,7.5920000000000005,7.5210000000000008,7.38,7.3360000000000003,9.629999999999999,9.4329999999999998,7.4049999999999994,5.6820000000000004,4.9710000000000001,3.7469999999999999,4.7669999999999995,4.0399999999999991,4.1100000000000003,3.3369999999999997,4.7759999999999998,5.4249999999999998,5.9260000000000002,2.8359999999999994,2.2359999999999998,4.05,3.9319999999999995,3.63,4.6449999999999996,3.7649999999999992,4.0269999999999992,4.0910000000000002,3.6549999999999998,2.7849999999999997,3.3009999999999997,3.0599999999999996,1.875,2.2269999999999999,2.4449999999999998,2.7610000000000001,1.5419999999999996,0.82100000000000006,1.5249999999999999,1.6620000000000001,2.0009999999999999,2.0810000000000004,0.82299999999999973,1.6259999999999999,1.3900000000000001,0.9,1.1459999999999999,0.64500000000000013,0.67099999999999971,1.1459999999999997,1.7159999999999997,1.9459999999999993,2.3649999999999998,1.7070000000000001,1.6670000000000003,1.3010000000000002,0.38599999999999995,0.5,0.38000000000000006,0.5259999999999998,0.6110000000000001,0.53499999999999981,0.52500000000000002,0.71,0.74,1.4019999999999997,1.0549999999999999,1.2659999999999998,1.325,0.4669999999999998,0.65199999999999991,0.5109999999999999,0.37599999999999978,8.9999999999999858E-2,0.26499999999999985,0.6509999999999998,0.441,0.36499999999999988,1.0999999999999944E-2,0.63000000000000012,0.79499999999999993,0.75699999999999967,0.85,1.0999999999999944E-2,0.35599999999999987,0.44100000000000017,0.31999999999999995,0.72699999999999998,0.90099999999999958,1.052,1.016,0.63099999999999967,0.83099999999999974,0.56999999999999995,0.51600000000000001,1.0409999999999999,1.6359999999999999,0.8949999999999998,0.80999999999999983,0.99599999999999989,1.51,1.6019999999999999,1.64,1.1049999999999998,0.85099999999999976,0.61199999999999977,0.46500000000000002,1.177,1.871,1.9950000000000003,1.7509999999999999,1.7949999999999999,1.2659999999999998,1.0859999999999999,1.2050000000000001,1.1659999999999999,0.92500000000000016,1.9760000000000002,2.2450000000000001,2.165,3.1149999999999998,2.2650000000000001,2.85,3.2909999999999995,3.3950000000000005,3.2450000000000001,4.5659999999999998,5.3650000000000002,7.9760000000000009,7.67,6.2700000000000014,6.2469999999999999,6.0830000000000011,4.6650000000000009,4.2760000000000007,5.1610000000000014,5.7409999999999997,4.5870000000000006,4.5920000000000005,4.8010000000000002,4.4550000000000001,4.4260000000000002,5.3769999999999998,6.4580000000000002,7.3679999999999994,8.004999999999999,7.1920000000000002,7.3659999999999997,6.5810000000000004,6.8320000000000007,7.4120000000000008,7.830000000000001,9.2249999999999996,10.011999999999999,9.4619999999999997,8.8650000000000002,9.8569999999999993,9.266,9.8559999999999999,10.301999999999998,10.515000000000001,10.555999999999999,10.590999999999999,9.7439999999999998,11.071000000000002,12.550999999999998,12.836000000000002,11.602,10.831999999999999,11.665000000000001,13.056999999999997,13.586000000000002,14.266000000000002,13.924000000000001,13.046000000000001,14.766,14.875000000000004,14.660000000000002,13.741,13.181999999999999,13.942000000000002,14.330000000000002,14.994999999999999,14.262,15.121,14.98,15.270999999999997,14.879,14.146000000000001,15.016000000000002,16.127000000000002,16.779999999999998,17.221,18.299999999999997,18.384000000000004,20.497999999999998,20.344000000000001,20.771999999999998,20.062000000000001,18.021000000000001,17.28,19.544999999999998,21.868000000000002,19.744,19.639999999999997,19.856000000000002,19.909999999999997,19.954000000000001,20.405999999999999,21.527999999999999,22.062999999999999,22.611000000000001,24.178000000000004,22.818000000000001,23.594000000000001,24.198999999999998,24.69,24.313999999999997,22.294000000000004,24.783999999999999,26.331,25.428999999999998,24.255000000000003,24.660999999999998,25.068999999999999,22.701000000000001,23.658999999999999,22.970999999999997,22.346,22.495999999999999,22.242000000000001,20.695,23.396000000000004,24.954000000000001,25.729000000000003,23.509999999999998]
["London Hydro Inc. (London)","London",21.08,24.808888888888887,24.63333333333334,21.74666666666667,20.856666666666666,21.333333333333332,22.154444444444444,22.81666666666667,24.471111111111114,24.02333333333333,20.167777777777772,19.541111111111107,21.432222222222222,24.459999999999997,24.277777777777779,24.88,23.124444444444446,21.856666666666669,22.788888888888888,27.67,28.32,26.303333333333331,25.064444444444444,25.832222222222221,26.037777777777777,25.744444444444444,24.661111111111111,25.063333333333333,23.704444444444441,24.681111111111111,25.138888888888889,22.197777777777777,25.269999999999996,25.983333333333331,26.85,26.758888888888883,25.076666666666668,24.785555555555554,25.068888888888893,25.101111111111109,25.597777777777779,25.121111111111112,25.615555555555559,24.495555555555555,23.742222222222225,26.888888888888889,26.457777777777778,24.394444444444446,21.84888888888889,24.063333333333333,25.025555555555552,23.482222222222223,22.667777777777779,25.348888888888887,24.37777777777778,23.804444444444446,23.16,23.294444444444441,24.719999999999995,21,22.593333333333334,24.209999999999997,23.711111111111112,23.369999999999997,23.994444444444444,23.07,20.277777777777775,19.404444444444447,19.596666666666668,16.294444444444441,15.234444444444446,18.338888888888889,17.651111111111113,15.685555555555558,15.509999999999998,16.361111111111107,16.673333333333332,13.867777777777778,15.347777777777777,16.412222222222223,15.99,16.123333333333331,17.748888888888885,18.162222222222219,16.834444444444443,17.472222222222221,16.677777777777781,15.600000000000001,16.637777777777778,15.892222222222223,13.712222222222222,11.5,12.222222222222221,12.976666666666667,13.463333333333335,15.014444444444441,14.673333333333334,12.583333333333334,12.905555555555557,12.344444444444443,10.985555555555557,11.333333333333334,11.951111111111112,10.862222222222222,11.473333333333336,10.435555555555554,9.757777777777779,10.622222222222224,8.9577777777777783,8.7888888888888896,9.0344444444444445,9.5211111111111109,10.306666666666667,9.5122222222222224,9.4444444444444446,8.5911111111111111,8.0688888888888872,8.2566666666666677,9.3999999999999986,9.4066666666666663,8.1844444444444449,5.9455555555555568,5.4333333333333336,4.7955555555555556,5.3677777777777784,5.3455555555555554,5.8833333333333337,5.0733333333333341,3.8166666666666669,4.206666666666667,5.4611111111111121,5.8344444444444443,5.8366666666666669,6.666666666666667,5.652222222222222,4.833333333333333,6.8066666666666666,6.7622222222222232,5.7622222222222224,3.9355555555555557,3.8722222222222218,2.9222222222222221,3.9000000000000004,3.8177777777777777,3.0277777777777777,2.9844444444444442,1.7666666666666666,2.2555555555555555,2.2055555555555553,0.83333333333333337,1.54,2.6333333333333333,2.2222222222222223,2.6111111111111107,2.6911111111111108,2.4388888888888887,2.0844444444444443,2.6011111111111109,1.4633333333333332,1.6777777777777776,0.67777777777777759,0.91999999999999993,0.64444444444444449,0.72222222222222221,1.4333333333333333,1.5555555555555556,0.84444444444444444,0.12222222222222198,0.70666666666666655,0.92222222222222194,0.76777777777777778,0.51777777777777778,0,0.27222222222222214,0.42333333333333317,9.4444444444444206E-2,0.27222222222222214,2.2222222222222143E-2,0.29999999999999993,0.41666666666666669,0.6000000000000002,1.0466666666666662,1.0111111111111106,0.90666666666666684,0.78333333333333321,0.94555555555555537,6.7777777777777715E-2,2.7777777777777776E-2,0.27777777777777779,0.37888888888888889,0.27777777777777779,0.21111111111111094,0,0.25666666666666654,0.41777777777777758,0.43444444444444447,0.24000000000000002,0.46666666666666656,0.31333333333333335,0.17777777777777753,0.12222222222222198,6.7777777777777715E-2,5.5555555555555552E-2,0.11666666666666675,2.2222222222222143E-2,0.40111111111111103,0.31777777777777771,0,0,0.67222222222222228,0.47777777777777786,0.15111111111111106,4.4444444444444287E-2,0,0,0.12777777777777763,0.35555555555555546,0.85555555555555562,0.16111111111111104,0.21666666666666659,0.33444444444444421,0.1388888888888889,0.58333333333333337,0.36666666666666675,0.1888888888888888,0.54444444444444451,0.90666666666666673,0.79444444444444429,0.39444444444444432,0.22333333333333311,0.75555555555555565,0.58888888888888857,0.8455555555555555,0.60111111111111093,0.27333333333333304,0,0.16666666666666666,0.45555555555555549,0.81111111111111101,1.0011111111111108,0.91888888888888887,0.41777777777777758,0.51222222222222213,0.53999999999999992,0.58888888888888902,0.27888888888888907,0.36111111111111094,0.50111111111111084,1.602222222222222,1.5,1.0833333333333333,0.98666666666666658,1.5055555555555555,1.4844444444444445,2.0777777777777775,2.112222222222222,2.9288888888888889,3.4188888888888886,4.8033333333333328,5.0277777777777777,4.1166666666666671,3.3411111111111103,3.8111111111111109,2.4788888888888891,1.902222222222222,3.6733333333333338,3.6911111111111108,2.6777777777777771,2.3444444444444441,2.9344444444444444,2.7133333333333334,2.8733333333333331,3.8233333333333328,4.9177777777777774,5.9122222222222218,6.4511111111111097,5.4333333333333336,5.4811111111111108,5.6188888888888888,5.2333333333333334,6.3944444444444439,5.905555555555555,5.7122222222222225,6.8733333333333331,6.7388888888888898,7.5777777777777766,6.735555555555556,6.8522222222222222,7.7555555555555555,7.8166666666666673,8.4877777777777776,10.085555555555556,9.7166666666666668,8.1887499999999989,8.7850000000000001,9.6262500000000006,9.5562500000000004,8.3512500000000003,7.875,8.4875000000000007,10.822500000000002,11.3125,13.115,10.882500000000002,9.4449999999999985,13.090000000000002,13.643750000000001,13.025000000000002,13.190000000000001,13.22625,12.92,12.284999999999998,12.839999999999998,12.17,13.215000000000002,12.42,12.88125,12.952500000000001,11.73875,13.557500000000001,15.145,15.581250000000001,17.0075,16.162500000000001,15.355,16.6875,15.324999999999999,16.268750000000001,17.298749999999998,15.95125,16.39875,17.487499999999997,19.005000000000003,17.440000000000001,16.399999999999999,17.993749999999999,17.611250000000002,17.173750000000002,17.02375,19.83625,20.992500000000003,21.473750000000003,21.118749999999999,19.52375,21.87875,22.061250000000001,21.54,20.8825,19.046250000000001,19.754999999999999,21.762499999999999,21.355,21.504999999999999,20.231249999999999,20.956249999999997,19.704999999999998,20.048750000000002,20.748750000000001,20.611250000000002,20.91375,20.141250000000003,17.987499999999997,20.241249999999997,21.55,22.175000000000001,20.898749999999996]
["Midland Power Utility Corporation (Midland)","Midland",21.407777777777781,24.726666666666667,25.409999999999997,21.073333333333331,19.884444444444441,19.84,21.988888888888887,21.774444444444445,22.184444444444445,22.334444444444447,19.378888888888891,19.36,21.307777777777776,23.65,23.13666666666667,24.622222222222224,23.788888888888891,21.071111111111108,22.355555555555554,27.847777777777779,28.502222222222219,26.898888888888891,25.369999999999997,26.450000000000003,25.582222222222221,25.171111111111109,23.854444444444439,24.271111111111111,23.485555555555557,24.077777777777772,24.554444444444446,23.258888888888887,23.904444444444447,24.24,24.906666666666666,25.365555555555559,23.573333333333334,24.262222222222224,24.75555555555556,23.833333333333336,24.33111111111111,24.154444444444444,25.632222222222222,25.164444444444445,22.927777777777781,25.714444444444446,24.998888888888889,22.771111111111107,21.495555555555558,23.325555555555557,24.13333333333334,23.695555555555558,23.388888888888893,24.284444444444446,23.593333333333337,23.154444444444447,23.677777777777777,22.943333333333332,25.487777777777783,23.875,23.493333333333332,23.698888888888888,22.783333333333335,23.664444444444445,24.704444444444441,22.887777777777774,18.748888888888889,18.97,20.015555555555558,15.950000000000001,13.864444444444443,17.644444444444442,17.37222222222222,15.651111111111113,16.63,18.733333333333334,17.203333333333333,15.393333333333333,16.194444444444443,17.594444444444449,16.861111111111111,17.421111111111113,20.12777777777778,19.094444444444449,17.089999999999996,18.083333333333332,17.684444444444445,16.503333333333334,17.437777777777779,17.243333333333332,14.897777777777776,13.228888888888889,12.638888888888889,12.653333333333332,13.182222222222224,15.611111111111111,15.384444444444446,14.587777777777777,14.223333333333333,13.012222222222222,12.81111111111111,13.405555555555553,14.083333333333334,13.355555555555556,12.446666666666667,11.695555555555556,10.333333333333336,12.452222222222224,9.9055555555555532,9.9888888888888889,9.5677777777777777,10.402222222222223,10.50111111111111,10.42,11.39,9.6588888888888889,10.488888888888887,8.5222222222222221,10.294444444444444,10.472222222222221,7.8166666666666664,6.6733333333333338,7.1222222222222218,5.8722222222222218,7.3011111111111102,7.7522222222222217,8.8133333333333344,6.3277777777777784,6.0844444444444452,6.594444444444445,8.1300000000000008,7.2022222222222219,7.1022222222222213,7.4011111111111108,8.5788888888888888,6.9555555555555548,9.6955555555555559,8.9688888888888894,6.8688888888888897,6.568888888888889,6.9333333333333336,6.1222222222222227,5.9622222222222216,4.9677777777777772,3.9388888888888891,3.6644444444444439,3.3777777777777778,3.8511111111111109,3.75,2.2188888888888889,1.994444444444444,3.6955555555555559,2.7111111111111108,3.3055555555555554,4.0111111111111111,3.7066666666666666,4.362222222222222,4.3500000000000005,2.9122222222222218,2.152222222222222,2.4533333333333336,2.6333333333333333,2.427777777777778,1.9955555555555557,2.4022222222222225,2.706666666666667,1.8122222222222222,0.7122222222222222,1.3677777777777775,1.9833333333333334,2.4833333333333334,1.7422222222222219,0.68888888888888877,0.88444444444444459,0.6777777777777777,0.38888888888888867,1.2055555555555553,0.59777777777777763,0.32222222222222208,0.5166666666666665,0.88888888888888884,1.0122222222222224,1.3411111111111116,1.1177777777777775,1.273333333333333,0.81777777777777727,0.27888888888888869,0.28999999999999992,0.35555555555555546,0.43333333333333335,0.46777777777777768,0.53444444444444428,0.36222222222222222,0.14555555555555541,0.37333333333333329,0.3788888888888885,0.46222222222222226,0.46888888888888874,0.23333333333333309,0.23888888888888873,0.23444444444444437,0.21222222222222223,0.15666666666666668,6.7777777777777715E-2,2.2222222222222143E-2,0.41666666666666669,0,0,0,0.1888888888888888,0.32222222222222208,0.45666666666666661,0.38333333333333325,0,0,0,7.8888888888888981E-2,0.24444444444444435,0.24666666666666653,0.48444444444444457,0.18666666666666665,0.18333333333333318,0.42777777777777792,0.27444444444444432,6.1111111111111192E-2,0.70000000000000007,0.9277777777777777,0.23888888888888873,0.31111111111111078,0.58333333333333337,0.92333333333333334,0.75666666666666649,0.87333333333333307,0.62333333333333329,8.3333333333333329E-2,0.19111111111111098,7.7777777777777696E-2,0.62777777777777777,1.0566666666666666,0.92999999999999972,0.98333333333333306,0.43999999999999972,0.51777777777777778,0.5955555555555555,0.60000000000000009,0.22777777777777747,0.22222222222222221,0.81666666666666665,1.3455555555555554,1.4344444444444442,0.90555555555555556,1.4844444444444445,1.5455555555555556,1.677777777777778,1.3299999999999996,1.951111111111111,2.7055555555555557,2.5833333333333339,4.8388888888888895,5.3388888888888886,3.8666666666666663,4.1611111111111114,4.0555555555555554,2.7744444444444443,2.1133333333333328,3.9499999999999997,3.1466666666666665,2.778888888888889,2.1999999999999997,3.15,3.2844444444444445,2.9011111111111112,3.4622222222222221,4.4722222222222223,5.2511111111111113,5.8133333333333326,7.011111111111112,5.6111111111111107,5.4611111111111121,6.0777777777777784,5.7455555555555557,5.2055555555555557,5.6233333333333331,7.1955555555555542,6.8500000000000005,6.9911111111111115,6.7733333333333334,6.6611111111111105,7.5888888888888886,8.2444444444444454,8.5744444444444436,9.9655555555555555,8.39,7.4250000000000007,8.1712500000000006,9.67,10.43375,9.4024999999999999,7.2474999999999987,8.307500000000001,9.4387500000000006,10.631250000000001,12.518750000000001,9.8637500000000014,8.9499999999999993,12.395,12.744999999999999,12.315000000000001,12.03125,12.258750000000001,11.6625,11.68375,13.100000000000001,11.574999999999999,13.43125,12.4825,12.795,11.926250000000001,10.686250000000001,12.313750000000001,13.950000000000003,14.869999999999997,16.731249999999996,16.661249999999999,15.268749999999999,17.22,15.36375,15.887500000000001,16.297499999999996,14.7925,14.765000000000001,16.993749999999999,19.220000000000002,18.02,16.987499999999997,17.899999999999999,17.76125,16.915000000000003,17.099999999999998,18.942499999999999,19.968749999999996,20.466250000000002,21.254999999999999,21.187499999999996,21.58,21.174999999999997,20.65,20.350000000000001,19.793749999999999,20.344999999999999,21.696250000000003,21.782499999999999,20.941249999999997,20.931250000000002,21.817499999999999,20.487499999999997,21.047499999999999,21.118750000000002,20.807500000000001,20.306249999999999,19.977499999999999,17.349999999999998,19.056250000000002,21.568750000000001,22.6,20.557499999999997]
["Milton Hydro (Milton)","Halton Hills",21.077777777777776,24.788888888888891,25.338888888888892,20.874444444444446,20.001111111111111,20.62777777777778,21.786666666666665,22.294444444444448,22.633333333333336,22.722222222222221,19.105555555555554,19.29,20.655555555555555,22.861111111111111,23.298888888888889,24.093333333333334,22.344444444444445,20.706666666666667,22.442222222222224,26.75,27.709999999999997,25.684444444444448,24.625555555555557,25.638888888888893,25.25,24.712222222222223,23.397777777777776,23.864444444444441,23.677777777777781,23.575555555555557,24.499999999999996,22.17,24.243333333333332,24.712222222222223,25.28222222222222,25.123333333333338,24.22,24.143333333333331,25.147777777777776,24.451111111111107,24.405555555555555,24.386666666666667,24.473333333333333,24.787777777777777,23.027777777777782,25.564444444444444,24.36333333333333,23.138888888888889,21.501111111111111,22.977777777777774,23.746666666666666,22.792222222222222,21.836666666666666,23.68,23.112222222222226,22.686666666666667,22.676666666666662,22.39777777777778,23.851111111111109,21.274999999999999,21.704444444444444,22.715555555555554,22.058888888888887,22.534444444444446,23.398888888888891,21.5,19.445555555555554,18.416666666666668,18.756666666666668,16.672222222222224,14.128888888888888,17.396666666666665,17.477777777777774,15.282222222222224,14.923333333333334,16.528888888888886,16.916666666666668,14.328888888888891,14.884444444444446,17.116666666666667,16.182222222222222,15.744444444444444,17.867777777777775,18.271111111111111,16.459999999999997,16.903333333333332,16.925555555555558,14.851111111111111,15.895555555555555,15.291111111111112,13.646666666666668,12.474444444444442,11.78,12.623333333333333,12.633333333333333,14.399999999999999,14.533333333333335,12.830000000000002,12.416666666666666,12.176666666666666,11.096666666666669,11.64111111111111,11.295555555555556,10.542222222222223,10.373333333333333,10.612222222222222,9.4177777777777791,10.006666666666668,8.5622222222222231,8.5355555555555558,8.6055555555555543,9.1422222222222231,9.4666666666666668,9.0899999999999981,9.7777777777777786,8.663333333333334,8.6188888888888897,7.3100000000000005,9.0777777777777757,8.9677777777777763,7.8355555555555547,6.0288888888888881,5.873333333333334,5.1822222222222223,5.1899999999999995,5.474444444444444,6.0344444444444445,5.1800000000000006,3.6744444444444451,4.2277777777777779,5.1844444444444449,5.3111111111111109,6.0011111111111104,5.833333333333333,4.8744444444444444,4.3688888888888897,5.7888888888888888,6.6788888888888884,5.3788888888888904,3.5388888888888892,3.157777777777778,2.8800000000000003,2.5899999999999994,2.778888888888889,2.2833333333333332,2.427777777777778,1.8611111111111112,2.5622222222222226,2.6622222222222223,0.92888888888888899,0.90555555555555545,2.652222222222222,2.2888888888888892,2.0955555555555554,2.3555555555555561,2.3788888888888891,2.2177777777777781,2.0122222222222224,1.6722222222222223,1.2233333333333334,1.161111111111111,1.0511111111111111,0.32777777777777772,0.59888888888888892,0.69999999999999984,0.7633333333333332,0.29444444444444451,0,0.48444444444444418,0.90555555555555556,1.177777777777778,0.61666666666666636,1.666666666666651E-2,0.17888888888888882,0.21111111111111094,0,4.999999999999992E-2,0,0.26666666666666672,0.42777777777777776,0.30555555555555558,0.45111111111111096,0.36222222222222239,0.11666666666666675,0.2333333333333335,0.25,0.10555555555555547,0,0.1111111111111111,9.9999999999999839E-2,0,0.14444444444444451,0,0.17888888888888882,0.1111111111111111,4.999999999999992E-2,0.12888888888888891,0.13333333333333325,6.7777777777777715E-2,0,5.5555555555555552E-2,0,0,0,0,7.7777777777777696E-2,5.5555555555556347E-3,0,0,8.3333333333333329E-2,0.16333333333333322,0,0,0,0,0,4.4444444444444287E-2,0.112222222222222,0,2.2222222222222143E-2,0.1111111111111111,9.5555555555555491E-2,0.46111111111111114,5.5555555555556347E-3,0,0.24666666666666653,0.46666666666666656,9.9999999999999839E-2,0.1722222222222223,0,0.63888888888888884,0.33888888888888896,0.33333333333333331,0.11666666666666675,5.5555555555556347E-3,0,0,0.21777777777777788,0.44111111111111101,0.60555555555555551,0.35222222222222199,0.12222222222222238,0.33888888888888896,0.25555555555555565,0.16666666666666666,1.2222222222222159E-2,6.7777777777777715E-2,0.44444444444444442,1.2833333333333334,0.9444444444444442,0.52222222222222237,0.72444444444444422,1.4400000000000002,0.98888888888888871,1.2199999999999998,1.4555555555555553,2.3788888888888886,2.69,4.2077777777777783,4.7233333333333336,3.4333333333333336,3.7344444444444442,3.7744444444444443,2.1688888888888886,1.5177777777777777,3.1000000000000005,3.0111111111111106,2.1277777777777773,2.0011111111111113,2.8233333333333333,2.3944444444444444,2.0055555555555551,2.7733333333333334,3.5744444444444436,5.2666666666666666,5.6511111111111108,4.7633333333333328,5.4133333333333331,5.379999999999999,5.49,5.4966666666666661,5.2955555555555556,5.4944444444444445,6.1388888888888893,6.3844444444444441,7.7133333333333338,7.1722222222222216,6.5344444444444427,7.9177777777777782,8.0722222222222211,8.3955555555555552,9.1577777777777793,8.8288888888888906,7.3012499999999996,7.9824999999999999,9.3874999999999993,9.2199999999999989,9.2812499999999982,7.7749999999999995,8.5637499999999989,9.8887499999999999,11.008750000000001,12.36875,10.156249999999998,9.2449999999999992,12.21875,13.29,12.67,12.350000000000001,12.876250000000001,12.686250000000003,11.775,12.639999999999999,11.68375,13.0275,12.893750000000001,12.632499999999999,13.12125,10.768750000000001,12.657499999999999,14.387499999999999,15.11375,16.626249999999999,16.557500000000001,15.24375,16.698749999999997,15.332500000000001,16.105,16.46875,14.537500000000001,15.063750000000002,16.478750000000002,18.395,17.193749999999998,16.076249999999998,17.555,16.900000000000002,16.411249999999999,16.754999999999999,18.7425,19.791250000000002,20.4925,20.181249999999999,19.202500000000001,20.763749999999998,21.561250000000001,20.708750000000002,20.581250000000001,19.506250000000001,19.942499999999999,21.098750000000003,21.285,20.830000000000002,20.018750000000001,21.017500000000002,19.887499999999996,20.217500000000001,20.388749999999998,20.355,19.423749999999998,19.445,17.55,18.676250000000003,21.2,21.855,20.687500000000004]
["Newmarket-Tay Power Distribution Ltd. (Newmarket, Tay Township and Perth County)","Newmarket",21.76,25.547777777777778,26.594444444444449,21.515555555555554,20.633333333333336,20.961111111111116,22.365555555555559,22.927777777777777,23.474444444444444,23.162222222222223,20.128888888888884,20.017777777777773,21.714444444444446,23.865555555555556,23.796666666666667,24.847777777777779,23.516666666666666,21.295555555555556,22.565555555555552,27.692222222222217,28.959999999999997,26.504444444444445,25.636666666666667,26.738888888888891,26.021111111111111,26.127777777777776,24.148888888888891,24.682222222222222,24.644444444444442,24.511111111111113,25.336666666666666,22.951111111111114,24.56111111111111,24.944444444444443,25.925555555555555,25.611111111111111,24.783333333333328,25.02333333333333,25.450000000000003,25.148888888888891,25.31,25.200000000000003,25.571111111111115,25.61,23.682222222222222,26.12,25.001111111111111,24.522222222222226,22.456666666666667,23.943333333333328,24.37222222222222,23.92,22.5,24.172222222222224,23.864444444444448,23.304444444444446,23.237777777777776,22.938888888888886,24.533333333333335,22.795000000000002,22.553333333333335,23.594444444444445,22.944444444444443,23.022222222222222,23.968888888888884,22.437777777777779,19.854444444444443,18.788888888888888,19.544444444444441,17.685555555555556,14.51,17.827777777777779,18.100000000000001,15.588888888888887,15.333333333333334,17.095555555555556,17.885555555555555,14.988888888888889,15.283333333333335,17.223333333333336,16.745555555555555,16.248888888888885,18.845555555555553,18.558888888888887,17.223333333333333,17.324444444444442,17.498888888888889,14.961111111111112,15.906666666666666,15.946666666666667,14.023333333333333,12.956666666666665,12.256666666666668,12.805555555555557,12.885555555555555,14.577777777777779,14.967777777777778,13.262222222222222,12.81111111111111,12.084444444444443,11.662222222222221,11.867777777777778,11.823333333333334,10.963333333333333,10.838888888888892,11.267777777777777,9.84,10.468888888888889,8.7911111111111104,8.6666666666666661,8.7733333333333334,9.1999999999999975,10.09,9.5733333333333324,10.227777777777778,9.0333333333333332,8.9844444444444456,7.706666666666667,9.4122222222222209,9.0677777777777777,7.9511111111111115,6.2855555555555549,6.1288888888888904,5.6055555555555552,5.4122222222222227,5.818888888888889,6.4777777777777779,5.6311111111111121,4.1177777777777784,4.1499999999999995,5.4955555555555557,6.0522222222222224,6.1233333333333322,6.1455555555555561,4.677777777777778,4.6688888888888886,5.8066666666666658,6.7388888888888889,5.992222222222221,3.8277777777777779,3.3011111111111111,2.84,2.8888888888888888,2.6666666666666665,2.6222222222222222,2.4033333333333333,1.9677777777777778,2.9111111111111114,2.7944444444444443,1.0955555555555554,1.1222222222222225,2.7233333333333332,2.4722222222222228,2.1666666666666665,2.5466666666666669,2.4577777777777778,2.427777777777778,2.6500000000000004,2.5444444444444443,1.3511111111111112,1.2277777777777776,1.1655555555555555,0.28888888888888864,0.86111111111111116,0.71111111111111114,0.81111111111111078,0.53333333333333344,9.5555555555555491E-2,0.63999999999999979,0.82333333333333336,1.3788888888888891,0.844444444444444,9.9999999999999839E-2,0.27777777777777779,0.3777777777777776,0,0.17777777777777753,0,0.26111111111111107,0.47222222222222221,0.16333333333333322,0.58999999999999964,0.50666666666666649,0.32777777777777772,0.15666666666666668,0.37999999999999978,6.7777777777777715E-2,0,7.7777777777777696E-2,9.5555555555555491E-2,0.16666666666666666,0.21111111111111094,3.3333333333333409E-2,4.999999999999992E-2,0.16777777777777755,0.36222222222222222,0.42222222222222228,0.25666666666666693,0.47888888888888875,5.5555555555555552E-2,8.3333333333333329E-2,0,3.9999999999999938E-2,0,0,0.10555555555555547,2.7777777777777776E-2,7.2222222222222063E-2,4.4444444444444287E-2,7.7777777777777696E-2,0.1888888888888888,4.999999999999992E-2,0,0,0,0,0.18333333333333318,0.14444444444444451,4.4444444444444287E-2,0.14444444444444451,0.16111111111111104,9.5555555555555491E-2,0.52333333333333321,0.1388888888888889,2.7777777777777776E-2,0.28444444444444428,0.54444444444444429,0.14444444444444451,6.6666666666666818E-2,0,0.49666666666666653,0.58333333333333337,0.55666666666666642,0.45000000000000007,5.6666666666666449E-2,0,0,0.26222222222222213,0.48555555555555568,0.85111111111111093,0.65777777777777757,0.28444444444444428,0.51666666666666672,0.44444444444444442,0.35555555555555546,0.12333333333333327,5.2222222222222094E-2,0.50111111111111084,1.5611111111111111,1.6855555555555557,0.78333333333333299,1.1499999999999999,1.79,1.451111111111111,1.7777777777777775,1.862222222222222,2.911111111111111,2.8944444444444439,4.6511111111111108,5.9955555555555549,4.2233333333333327,4.4788888888888891,4.7855555555555549,2.5844444444444443,2.3633333333333333,3.3133333333333339,3.0944444444444446,2.3533333333333335,2.2511111111111108,3.2388888888888889,2.9555555555555553,2.2222222222222219,3.2399999999999998,4.4011111111111108,5.6522222222222229,6.1911111111111108,5.3333333333333339,5.8022222222222233,5.6999999999999993,5.9899999999999993,5.8944444444444448,5.9444444444444446,6.0266666666666664,6.5533333333333337,6.8844444444444441,8.6944444444444446,7.9455555555555559,6.95,8.35,8.5122222222222224,8.7233333333333345,9.6566666666666663,9.4122222222222227,8.1637500000000003,8.64,10.045,9.9374999999999982,9.4437500000000014,7.7262500000000003,9.0812499999999989,10.563750000000001,11.6525,12.882499999999999,10.665000000000001,10.45,12.843749999999998,14.2875,12.8125,12.938749999999999,13.453749999999999,13.48875,12.7225,13.206250000000001,11.643749999999999,13.145,13.501250000000001,12.72625,13.37125,11.025,12.985000000000001,14.778749999999999,15.237500000000001,16.887499999999999,17.026249999999997,15.806249999999997,17.432500000000001,16.401250000000001,17.026249999999997,17.737500000000001,15.10125,15.52875,17.226249999999997,18.827500000000001,17.422499999999999,17.135000000000002,17.97,17.943749999999998,16.650000000000002,17.548749999999998,19.286249999999999,20.387499999999999,21,21.348749999999999,20.166250000000002,21.692500000000003,22.335000000000001,21.35,21.56625,20.350000000000001,21.05,21.99625,22.192499999999995,21.560000000000002,21.18375,22.06625,20.65625,21.27375,21.269999999999996,21.087500000000002,19.942499999999999,19.942499999999999,18.57375,19.661250000000003,22.017499999999998,22.766249999999999,21.392500000000002]
["Niagara-on-the-Lake Hydro Inc. (Niagara-on-the-Lake, Virgil, Glendale, St. Davids and Queenston)","Niagara Falls",19.7225,23.696249999999999,23.63,18.921111111111113,18.95,18.720000000000002,19.91333333333333,19.950000000000003,20.703333333333333,20.650000000000002,17.193333333333335,17.583333333333332,19.031111111111112,22.193333333333332,21.798888888888889,22.602222222222224,21.46777777777778,20.386666666666667,20.665555555555553,25.12777777777778,25.926666666666666,24.082222222222221,23.116666666666664,24.198888888888892,22.927777777777777,24.02,22.450000000000003,22.500000000000004,21.644444444444446,22.133333333333336,22.521111111111111,20.450000000000003,21.904444444444447,22.671111111111109,22.995555555555555,23.355555555555551,23.144444444444446,21.72,23.593333333333334,22.666666666666668,23.336666666666666,23.071111111111108,22.4,22.998888888888889,21.016666666666666,24.205555555555556,23.31,21.704444444444441,19.767777777777777,21.348888888888887,22.805555555555557,20.953333333333333,20.347777777777779,22.109999999999996,21.682222222222222,21.053333333333331,20.834444444444447,20.94,22.62777777777778,20.174999999999997,20.548888888888889,21.450000000000003,20.482222222222219,21.212222222222223,21.21777777777778,20.486666666666665,18.144444444444442,17.21777777777778,18.561111111111114,15.704444444444444,13.316666666666668,15.682222222222221,16.450000000000003,13.967777777777778,14.885555555555555,16.537777777777777,15.890000000000002,13.526666666666666,14.378888888888888,16.084444444444447,15.645555555555555,14.554444444444446,16.91,17.388888888888889,15.117777777777778,15.584444444444443,15.457777777777778,13.677777777777777,15.037777777777778,15.445555555555554,13.124444444444443,10.556666666666665,10.834444444444443,11.557777777777778,11.473333333333334,13.483333333333331,13.979999999999999,11.573333333333332,11.867777777777777,11.444444444444445,10.29,11.30111111111111,11.545555555555557,10.578888888888891,10.005555555555556,10.352222222222224,8.257777777777779,8.974444444444444,7.514444444444444,8.4555555555555557,7.9722222222222223,8.4911111111111115,9.4777777777777779,8.3388888888888903,8.7944444444444443,8.5555555555555554,7.2944444444444434,6.7888888888888879,7.9944444444444436,7.9288888888888884,6.9722222222222223,5.3688888888888897,5.7077777777777774,4.3666666666666663,4.8277777777777784,5.8177777777777777,5.8722222222222236,4.8344444444444434,3.8511111111111109,3.1666666666666661,4.0388888888888888,4.6566666666666663,5.3122222222222222,5.072222222222222,4.0733333333333333,3.523333333333333,4.612222222222222,6.3177777777777768,4.9444444444444446,3.1911111111111108,2.5666666666666669,2.7666666666666666,2.5,2.3466666666666662,1.8555555555555552,1.8000000000000003,1.3777777777777778,2.0022222222222217,1.6733333333333331,0.68333333333333357,0.63333333333333341,2.0911111111111111,1.8555555555555554,1.5555555555555556,1.9000000000000001,2.0333333333333332,1.5244444444444443,1.9522222222222223,1.2055555555555555,1.0899999999999999,0.5855555555555555,0.40555555555555539,0.23333333333333328,0.32777777777777772,0.56777777777777771,0.41888888888888887,0.29555555555555557,0,7.7777777777777696E-2,0.90555555555555556,0.63444444444444459,0.5344444444444445,0,0,3.9999999999999938E-2,0,0,0,0.35000000000000003,0.51222222222222213,0,0.22222222222222221,7.7777777777777696E-2,0.16666666666666666,0.31111111111111117,0,0,0,5.5555555555556347E-3,0.16666666666666666,0.10666666666666676,1.666666666666651E-2,0,5.5555555555555552E-2,0,0,0.10555555555555547,0.21111111111111094,1.666666666666651E-2,0,0,0,0,0,0,3.9999999999999938E-2,0,0,0,1.666666666666651E-2,0,0,0,0,0,0,0,5.5555555555555552E-2,5.1111111111111204E-2,0,0,0,0.27777777777777779,0,0,0,0.20666666666666661,0,0,0,0.39111111111111108,0.1388888888888889,0.29555555555555557,7.8888888888888981E-2,2.7777777777777776E-2,0,5.5555555555556347E-3,6.7777777777777715E-2,0.21666666666666659,0.24999999999999961,0.24444444444444435,3.4444444444444305E-2,0.19444444444444445,0.27777777777777779,0.25555555555555565,0.15555555555555539,0,0.25,0.82222222222222208,0.68999999999999972,0.57888888888888879,0.41666666666666669,0.98333333333333328,0.9788888888888887,1.1855555555555553,1.3833333333333333,2.0777777777777775,2.1999999999999997,2.9288888888888889,3.7333333333333334,2.8944444444444444,2.4055555555555554,3.1955555555555555,1.8388888888888886,1.1666666666666667,2.5955555555555554,2.5344444444444445,2.3511111111111109,2.0411111111111113,2.7944444444444434,1.9288888888888889,1.7188888888888887,2.34,2.9788888888888887,4.2144444444444442,4.8955555555555561,4.04,4.3166666666666664,4.9466666666666672,4.3722222222222218,4.623333333333334,4.3555555555555552,4.594444444444445,5.7855555555555549,6.5055555555555555,7.257777777777779,4.5277777777777777,4.9577777777777783,6.7455555555555549,6.2722222222222221,6.6444444444444422,7.8022222222222224,8.4555555555555557,6.0222222222222221,6.3055555555555554,8.3512500000000003,8.2512500000000006,7.7000000000000011,5.9637500000000001,7.2625000000000002,8.7899999999999991,10.17625,11.3125,9.2562499999999996,7.5875000000000004,11.102499999999999,11.831249999999999,11.275000000000002,10.68125,11.326250000000002,11.4825,10.893750000000001,12.219999999999999,9.8875000000000011,11.708750000000002,11.202499999999999,10.883750000000001,11.841249999999999,9.2675000000000001,11.387499999999999,13.46875,13.657499999999999,15.577499999999999,15.22625,13.955000000000002,15.662499999999998,13.688750000000001,14.23875,14.549999999999999,13.648749999999998,14.33375,14.95125,17.467500000000001,15.362500000000001,14.793749999999999,16.287500000000001,15.327500000000001,14.895000000000003,14.731250000000001,17.2075,18.458749999999998,19.047499999999999,18.912499999999998,16.825000000000003,19.305,20.172500000000003,18.701250000000002,18.987500000000001,17.425000000000001,18.012499999999996,19.52375,19.968749999999996,19.358749999999997,17.943749999999998,19.518750000000001,18.462499999999999,18.58625,18.651250000000001,18.407499999999999,18.5075,17.936250000000001,15.981249999999999,17.932500000000001,19.054999999999996,20.048749999999998,18.798750000000002]
["Niagara Peninsula Energy Inc. (Niagara Falls, Lincoln, Pelham and West Lincoln)","Niagara Falls",19.7225,23.696249999999999,23.63,18.921111111111113,18.95,18.720000000000002,19.91333333333333,19.950000000000003,20.703333333333333,20.650000000000002,17.193333333333335,17.583333333333332,19.031111111111112,22.193333333333332,21.798888888888889,22.602222222222224,21.46777777777778,20.386666666666667,20.665555555555553,25.12777777777778,25.926666666666666,24.082222222222221,23.116666666666664,24.198888888888892,22.927777777777777,24.02,22.450000000000003,22.500000000000004,21.644444444444446,22.133333333333336,22.521111111111111,20.450000000000003,21.904444444444447,22.671111111111109,22.995555555555555,23.355555555555551,23.144444444444446,21.72,23.593333333333334,22.666666666666668,23.336666666666666,23.071111111111108,22.4,22.998888888888889,21.016666666666666,24.205555555555556,23.31,21.704444444444441,19.767777777777777,21.348888888888887,22.805555555555557,20.953333333333333,20.347777777777779,22.109999999999996,21.682222222222222,21.053333333333331,20.834444444444447,20.94,22.62777777777778,20.174999999999997,20.548888888888889,21.450000000000003,20.482222222222219,21.212222222222223,21.21777777777778,20.486666666666665,18.144444444444442,17.21777777777778,18.561111111111114,15.704444444444444,13.316666666666668,15.682222222222221,16.450000000000003,13.967777777777778,14.885555555555555,16.537777777777777,15.890000000000002,13.526666666666666,14.378888888888888,16.084444444444447,15.645555555555555,14.554444444444446,16.91,17.388888888888889,15.117777777777778,15.584444444444443,15.457777777777778,13.677777777777777,15.037777777777778,15.445555555555554,13.124444444444443,10.556666666666665,10.834444444444443,11.557777777777778,11.473333333333334,13.483333333333331,13.979999999999999,11.573333333333332,11.867777777777777,11.444444444444445,10.29,11.30111111111111,11.545555555555557,10.578888888888891,10.005555555555556,10.352222222222224,8.257777777777779,8.974444444444444,7.514444444444444,8.4555555555555557,7.9722222222222223,8.4911111111111115,9.4777777777777779,8.3388888888888903,8.7944444444444443,8.5555555555555554,7.2944444444444434,6.7888888888888879,7.9944444444444436,7.9288888888888884,6.9722222222222223,5.3688888888888897,5.7077777777777774,4.3666666666666663,4.8277777777777784,5.8177777777777777,5.8722222222222236,4.8344444444444434,3.8511111111111109,3.1666666666666661,4.0388888888888888,4.6566666666666663,5.3122222222222222,5.072222222222222,4.0733333333333333,3.523333333333333,4.612222222222222,6.3177777777777768,4.9444444444444446,3.1911111111111108,2.5666666666666669,2.7666666666666666,2.5,2.3466666666666662,1.8555555555555552,1.8000000000000003,1.3777777777777778,2.0022222222222217,1.6733333333333331,0.68333333333333357,0.63333333333333341,2.0911111111111111,1.8555555555555554,1.5555555555555556,1.9000000000000001,2.0333333333333332,1.5244444444444443,1.9522222222222223,1.2055555555555555,1.0899999999999999,0.5855555555555555,0.40555555555555539,0.23333333333333328,0.32777777777777772,0.56777777777777771,0.41888888888888887,0.29555555555555557,0,7.7777777777777696E-2,0.90555555555555556,0.63444444444444459,0.5344444444444445,0,0,3.9999999999999938E-2,0,0,0,0.35000000000000003,0.51222222222222213,0,0.22222222222222221,7.7777777777777696E-2,0.16666666666666666,0.31111111111111117,0,0,0,5.5555555555556347E-3,0.16666666666666666,0.10666666666666676,1.666666666666651E-2,0,5.5555555555555552E-2,0,0,0.10555555555555547,0.21111111111111094,1.666666666666651E-2,0,0,0,0,0,0,3.9999999999999938E-2,0,0,0,1.666666666666651E-2,0,0,0,0,0,0,0,5.5555555555555552E-2,5.1111111111111204E-2,0,0,0,0.27777777777777779,0,0,0,0.20666666666666661,0,0,0,0.39111111111111108,0.1388888888888889,0.29555555555555557,7.8888888888888981E-2,2.7777777777777776E-2,0,5.5555555555556347E-3,6.7777777777777715E-2,0.21666666666666659,0.24999999999999961,0.24444444444444435,3.4444444444444305E-2,0.19444444444444445,0.27777777777777779,0.25555555555555565,0.15555555555555539,0,0.25,0.82222222222222208,0.68999999999999972,0.57888888888888879,0.41666666666666669,0.98333333333333328,0.9788888888888887,1.1855555555555553,1.3833333333333333,2.0777777777777775,2.1999999999999997,2.9288888888888889,3.7333333333333334,2.8944444444444444,2.4055555555555554,3.1955555555555555,1.8388888888888886,1.1666666666666667,2.5955555555555554,2.5344444444444445,2.3511111111111109,2.0411111111111113,2.7944444444444434,1.9288888888888889,1.7188888888888887,2.34,2.9788888888888887,4.2144444444444442,4.8955555555555561,4.04,4.3166666666666664,4.9466666666666672,4.3722222222222218,4.623333333333334,4.3555555555555552,4.594444444444445,5.7855555555555549,6.5055555555555555,7.257777777777779,4.5277777777777777,4.9577777777777783,6.7455555555555549,6.2722222222222221,6.6444444444444422,7.8022222222222224,8.4555555555555557,6.0222222222222221,6.3055555555555554,8.3512500000000003,8.2512500000000006,7.7000000000000011,5.9637500000000001,7.2625000000000002,8.7899999999999991,10.17625,11.3125,9.2562499999999996,7.5875000000000004,11.102499999999999,11.831249999999999,11.275000000000002,10.68125,11.326250000000002,11.4825,10.893750000000001,12.219999999999999,9.8875000000000011,11.708750000000002,11.202499999999999,10.883750000000001,11.841249999999999,9.2675000000000001,11.387499999999999,13.46875,13.657499999999999,15.577499999999999,15.22625,13.955000000000002,15.662499999999998,13.688750000000001,14.23875,14.549999999999999,13.648749999999998,14.33375,14.95125,17.467500000000001,15.362500000000001,14.793749999999999,16.287500000000001,15.327500000000001,14.895000000000003,14.731250000000001,17.2075,18.458749999999998,19.047499999999999,18.912499999999998,16.825000000000003,19.305,20.172500000000003,18.701250000000002,18.987500000000001,17.425000000000001,18.012499999999996,19.52375,19.968749999999996,19.358749999999997,17.943749999999998,19.518750000000001,18.462499999999999,18.58625,18.651250000000001,18.407499999999999,18.5075,17.936250000000001,15.981249999999999,17.932500000000001,19.054999999999996,20.048749999999998,18.798750000000002]
["North Bay Hydro (North Bay)","North Bay",28.03,32.215555555555554,32.786666666666662,26.694444444444443,26.653333333333329,26.472222222222221,27.798888888888886,27.296666666666663,28.833333333333332,27.764444444444443,24.826666666666668,25.965555555555554,28.921111111111106,29.274444444444441,29.932222222222222,31.707777777777778,29.214444444444439,26.893333333333331,30.987777777777776,37.105555555555561,35.787777777777784,33.404444444444444,33.85,34.076666666666661,32.507777777777775,32.26,30.471111111111114,31.111111111111111,30.445555555555554,31.488888888888887,32.13666666666667,30.155555555555559,30.444444444444443,30.992222222222225,31.61,31.721111111111114,30.432222222222226,31.580000000000002,30.186666666666667,29.294444444444441,29.766666666666669,30.611111111111111,31.959999999999997,29.964444444444446,28.898888888888891,31.732222222222219,30.432222222222222,26.749999999999993,27.062222222222221,29.032222222222224,29.781111111111116,28.31111111111111,27.127777777777776,27.93888888888889,27.186666666666667,28.061111111111106,28.375555555555554,28.078888888888891,30.725555555555559,28.695,27.725555555555559,28.22111111111111,28.06666666666667,28.054444444444446,29.171111111111113,26.706666666666667,23.02,24.421111111111109,24.022222222222226,19.873333333333328,18.438888888888886,22.11333333333333,22.812222222222221,19.148888888888891,19.783333333333331,20.999999999999996,20.711111111111112,19.164444444444442,20.561111111111114,20.975555555555555,20.536666666666669,21.911111111111111,24.288888888888888,22.739999999999995,20.54,22.343333333333337,22.145555555555553,20.251111111111111,19.65666666666667,18.565555555555555,16.649999999999999,16.394444444444442,15.928888888888887,15.194444444444445,17.042222222222222,18.933333333333334,18.64222222222222,16.966666666666669,16.23,16.548888888888889,16.456666666666663,16.777777777777779,16.697777777777773,14.398888888888886,14.39777777777778,14.164444444444445,13.286666666666667,13.482222222222223,12.394444444444444,11.04111111111111,11.651111111111113,12.211111111111112,11.267777777777777,12.372222222222222,12.28888888888889,11.335555555555555,12.636666666666668,11.110000000000001,11.595555555555556,10.99,8.4788888888888874,7.4455555555555559,8.0222222222222239,6.822222222222222,7.9622222222222216,8.0733333333333324,8.1188888888888879,6.5455555555555556,5.6288888888888886,8.4833333333333343,9.1088888888888881,8.1588888888888889,8.1566666666666663,7.0500000000000007,7.6577777777777793,7.213333333333332,9.4955555555555566,7.8611111111111098,6.35111111111111,6.0188888888888892,5.2144444444444442,4.8333333333333321,4.8666666666666663,4.2522222222222217,3.9844444444444442,4.3777777777777782,4.7799999999999994,5.0455555555555556,4.4788888888888891,2.5366666666666666,3.2622222222222224,4.5277777777777777,4.0222222222222221,4.4833333333333325,4.3733333333333331,4.3500000000000005,5.4177777777777774,4.1344444444444441,3.1333333333333333,2.8733333333333331,3.1944444444444446,2.9666666666666668,2.4499999999999997,2.224444444444444,2.5444444444444443,2.1799999999999997,1.112222222222222,1.7388888888888887,2.04,2.1388888888888888,3.1066666666666674,2.0333333333333332,0.862222222222222,1.6733333333333331,1.4722222222222223,1.4733333333333332,1.4955555555555553,0.52222222222222237,0.28999999999999992,1.1399999999999997,1.6188888888888888,1.8511111111111107,2.6788888888888889,1.3122222222222222,1.6122222222222222,1.083333333333333,0.40666666666666629,0.61222222222222222,1.0288888888888887,0.8066666666666662,0.81666666666666687,0.78999999999999992,1.088888888888889,1.1222222222222225,0.98999999999999977,1.2577777777777777,1.4333333333333333,0.8500000000000002,1.0833333333333333,0.37222222222222218,0.40666666666666668,0.72333333333333316,0.70666666666666655,0.66666666666666663,0.81222222222222207,0.76666666666666672,0.28444444444444428,0.18333333333333318,0.31888888888888861,0.74444444444444435,0.80555555555555558,0.98444444444444434,0.43444444444444424,6.2222222222222082E-2,0.20111111111111096,0.71666666666666656,0.95111111111111113,1.1177777777777775,1.7277777777777779,1.2233333333333334,1.1333333333333331,0.88888888888888906,0.97999999999999965,0.83444444444444443,0.46111111111111097,1.4744444444444442,1.9166666666666667,0.91666666666666663,0.99444444444444435,2.0611111111111109,2.5333333333333332,1.8944444444444442,1.5011111111111113,0.9688888888888888,0.54444444444444429,0.68888888888888899,0.81222222222222207,1.3288888888888888,2.3388888888888886,2.1,1.588888888888889,1.9722222222222223,1.2844444444444443,1.4899999999999998,0.8999999999999998,0.46444444444444444,0.35555555555555546,2.4888888888888889,3.5900000000000003,2.8722222222222222,2.6622222222222218,3.3655555555555554,3.5355555555555558,3.336666666666666,3.39,4.2055555555555557,5.8755555555555548,6.8111111111111109,8.56111111111111,8.4011111111111116,6.1966666666666663,7.1122222222222211,6.8788888888888895,4.6833333333333336,4.6644444444444444,5.8577777777777778,6.0366666666666662,4.7522222222222226,5.112222222222222,4.3333333333333339,3.7355555555555551,4.9800000000000004,7.301111111111112,8.9999999999999982,8.2344444444444438,8.267777777777777,7.2011111111111115,8.2333333333333325,8.1244444444444444,9.0188888888888883,8.83,8.2888888888888879,8.7899999999999991,9.7622222222222224,9.6677777777777791,8.7588888888888885,10.027777777777779,9.6977777777777785,11.017777777777775,12.183333333333337,12.131111111111112,12.56,11.616666666666667,11.46625,13.26375,14.013749999999998,14.272500000000001,13.651249999999999,11.42,11.62875,14.057499999999999,15.425000000000002,16.106249999999999,14.856250000000001,13.032499999999999,16.875,17.19125,16.127500000000001,15.212500000000002,15.768750000000001,15.567499999999999,15.370000000000003,16.06625,16.263749999999998,17.482500000000002,16.29,16.387500000000003,15.612500000000001,13.708749999999998,16.1325,18.22,18.487500000000001,19.73,20.425000000000001,19.891249999999999,22.52375,19.001250000000002,20.875,21.08,19.743750000000002,19.89875,22.209999999999997,24.7425,23.727499999999999,22.813750000000002,24.481249999999999,23.637499999999996,21.567499999999999,23.416249999999998,24.605000000000004,25.525000000000002,26.28,27.78,26.886249999999997,27.824999999999999,27.78125,27.597499999999997,27.232500000000002,25.842500000000001,27.498750000000001,29.204999999999998,28.706249999999997,25.637499999999999,27.361250000000002,28.411249999999999,26.105000000000004,28.302500000000002,28.242499999999996,26.904999999999998,25.425000000000001,24.018750000000001,22.937500000000004,26.147500000000001,30.1875,30.386249999999997,26.997499999999995]
["Northern Ontario Wires Inc. (Cochrane, Iroquois Falls and Kapuskasing)","Cochrane",34.076666666666668,37.283333333333331,34.742222222222225,28.382222222222222,31.908888888888889,32.25555555555556,32.037777777777777,30.542222222222215,31.685555555555553,31.521111111111104,29.16,31.117777777777778,33.098888888888887,33.25,35.204444444444448,36.108888888888892,33.287777777777777,33.104444444444447,37.993333333333332,40.977777777777781,37.208888888888879,35.976666666666667,35.944444444444443,35.816666666666663,35.298888888888889,36.00555555555556,34.004444444444452,33.086666666666666,33.535555555555554,35.976666666666667,37.20333333333334,35.941111111111113,38.091111111111111,34.659999999999997,35.299999999999997,35.737777777777779,35.088888888888889,36.088888888888889,34.487777777777779,35.25,33.855555555555554,33.996666666666663,35.169999999999995,33.338888888888881,33.637777777777778,34.798888888888889,31.477777777777778,28.748888888888889,31.544444444444441,32.644444444444446,33.15,31.355555555555561,31.704444444444441,30.408888888888889,30.405555555555551,32.332222222222221,33.904444444444444,33.481111111111119,33.627777777777773,28.55,31.715555555555554,32.71,31.831111111111113,32.071111111111108,32.877777777777773,28.700000000000003,26.36,29.203333333333337,26.183333333333337,22.702222222222222,22.97,26.416666666666664,24.665555555555557,22.738888888888891,23.783333333333331,23.984444444444442,23.367777777777775,22.951111111111111,22.665555555555557,23.681111111111111,23.145555555555557,25.987777777777776,27.333333333333336,24.212222222222223,23.147777777777776,25.105555555555554,25.04111111111111,24.681111111111111,22.948888888888888,21.635555555555552,19.387777777777778,18.705555555555559,18.146666666666665,18.121111111111112,19.923333333333336,22.911111111111111,21.266666666666669,19.404444444444444,19.611111111111114,19.37777777777778,19.611111111111107,19.765555555555558,18.612222222222222,16.33111111111111,17.732222222222223,17.701111111111111,16.767777777777777,16.399999999999999,16.511111111111109,16.371111111111109,15.044444444444444,14.156666666666666,12.93888888888889,14.428888888888887,14.021111111111113,13.997777777777777,15.285555555555554,14.683333333333334,14,12.738888888888887,11.491111111111111,9.3355555555555565,10.272222222222222,9.6277777777777764,11.112222222222222,10.767777777777781,9.3733333333333331,8.2233333333333327,9.3588888888888899,11.389999999999999,10.134444444444446,10.507777777777777,11.416666666666668,9.0833333333333339,8.9188888888888904,10.213333333333333,10.763333333333334,9.2466666666666661,6.9622222222222234,9.0111111111111111,7.3388888888888886,8.5088888888888885,7.2577777777777772,6.0744444444444445,5.7444444444444445,5.8955555555555552,6.1455555555555561,7.4177777777777782,6.28,4.9388888888888891,6.7888888888888896,4.8777777777777773,4.9111111111111114,6.1677777777777774,5.767777777777777,5.3388888888888886,6.275555555555556,6.0588888888888892,4.5,4.1899999999999995,4.4622222222222225,3.5222222222222221,3.068888888888889,3.2777777777777772,3.3466666666666667,2.5944444444444441,2.3888888888888888,2.0777777777777775,2.6888888888888887,3.8777777777777778,3.6899999999999995,3.0188888888888887,2.2566666666666668,1.9499999999999997,2.9666666666666668,3.2277777777777779,2.5611111111111109,1.8277777777777773,1.0955555555555554,2.5055555555555555,2.99,3.761111111111112,2.9733333333333332,2.7666666666666666,3.2555555555555551,1.1799999999999997,0.68333333333333313,1.162222222222222,3.25,1.9844444444444445,2.2333333333333334,1.4755555555555555,1.1833333333333331,1.1855555555555553,2.1622222222222227,2.6455555555555552,2.4055555555555554,1.8222222222222217,2.1011111111111109,1.2000000000000002,1.5,2.2944444444444443,0.96666666666666656,0.90555555555555545,1.8944444444444446,1.5911111111111109,0.54444444444444429,0.72777777777777741,1.4444444444444438,1.05,2.1855555555555557,1.4988888888888883,1.5166666666666666,1.0077777777777774,2.1166666666666663,2.3333333333333335,1.5944444444444441,2.273333333333333,2.3411111111111107,2.8522222222222218,2.4955555555555557,1.9577777777777774,1.662222222222222,1.3166666666666664,2.4833333333333334,3.1300000000000003,3.362222222222222,1.7344444444444445,1.7622222222222219,2.9177777777777778,3.8133333333333335,3.5788888888888888,3.3222222222222224,2.2133333333333329,2.7344444444444447,1.5511111111111111,1.7555555555555555,2.9555555555555553,3.5222222222222226,3.1788888888888884,2.9966666666666666,2.7955555555555556,3.0666666666666664,3.3611111111111112,1.417777777777778,0.99999999999999956,1.9622222222222219,4.7611111111111111,5.6188888888888879,3.6055555555555561,3.8566666666666669,5.1833333333333318,5.9066666666666663,6.8677777777777784,5.1355555555555563,6.4177777777777774,8.0122222222222224,7.7188888888888885,9.6666666666666661,8.9355555555555544,8.4455555555555542,9.18,7.916666666666667,5.6066666666666656,7.2288888888888874,7.7555555555555555,7.8011111111111102,7.3566666666666656,7.1777777777777771,6.5677777777777777,4.6977777777777776,6.7500000000000009,10.844444444444445,10.444444444444445,10.868888888888888,9.99,9.5799999999999983,9.8511111111111109,11.491111111111111,11.214444444444444,10.408888888888889,10.235555555555555,10.302222222222222,11.729999999999999,11.282222222222224,10.583333333333334,11.423333333333334,12.135555555555557,14.115555555555556,14.649999999999999,15.244444444444444,13.978888888888889,12.245555555555557,14.047499999999999,15.829999999999998,15.90625,15.301250000000001,14.611249999999998,13.19875,14.122499999999999,16.002500000000001,17.36375,17.27,16.026250000000001,15.913749999999999,18.5075,18.165000000000003,17.112500000000001,16.831250000000001,16.307500000000001,17.056250000000002,16.686250000000001,17.645,19.162500000000001,19.775000000000002,18.831249999999997,18.376249999999999,17.512499999999999,16.368749999999999,17.868749999999999,20.580000000000002,20.203749999999999,21.32375,22.793749999999999,23.879999999999995,24.331250000000001,22.0625,23.387499999999999,23.32375,22.28125,24.229999999999997,27.484999999999996,28.52375,26.49,27.263749999999998,28.096249999999998,27.34375,25.62875,27.779999999999994,28.293750000000003,29.791249999999998,31.110000000000003,31.934999999999999,32.473749999999995,32.39875,31.286249999999999,31.559999999999995,30.14875,31.079999999999995,30.922499999999996,32.102499999999999,31.19125,30.892500000000002,31.130000000000003,32.71125,29.787500000000001,31.112499999999997,29.7425,30.012499999999999,29.194999999999997,26.484999999999999,26.729999999999997,30.323750000000004,35.686250000000001,35.517500000000005,32.542499999999997]
["Oakville Hydro Electricity Distribution Inc. (Oakville)","Oakville",19.133333333333333,22.582222222222224,23.007777777777779,19.415555555555553,18.861111111111111,18.967777777777776,20.16,20.242222222222225,20.808888888888887,20.961111111111109,17.977777777777778,17.633333333333333,19.011111111111106,21.21,21.621111111111112,22.082222222222224,20.772222222222222,19.367777777777775,21.066666666666666,24.756666666666668,25.896666666666665,23.692222222222224,22.923333333333332,23.799999999999997,24.110000000000003,23.483333333333334,21.926666666666669,22.767777777777781,22.148888888888891,22.223333333333333,22.478888888888889,20.458888888888893,22.103333333333339,22.922222222222224,23.433333333333334,23.433333333333337,23.061111111111114,22.465555555555554,23.20333333333333,22.777777777777779,22.988888888888891,23.121111111111109,22.776666666666664,22.838888888888889,21.567777777777778,24.048888888888889,23.238888888888887,21.596666666666664,19.847777777777779,21.565555555555552,22.698888888888892,21.045555555555556,20.621111111111112,22.18333333333333,21.652222222222221,21.142222222222223,21.043333333333333,21.208888888888893,22.378888888888891,19.225000000000001,20.437777777777779,21.304444444444446,20.485555555555553,21.094444444444441,21.404444444444447,20.323333333333334,18.133333333333333,17.32,18.054444444444442,15.601111111111111,13.934444444444445,16.584444444444447,16.943333333333332,14.456666666666669,15.717777777777778,16.305555555555557,16.072222222222223,13.965555555555559,14.572222222222223,16.712222222222223,15.77222222222222,15.543333333333331,17.533333333333335,17.502222222222223,15.304444444444446,16.283333333333335,16.53222222222222,14.385555555555559,15.10777777777778,14.834444444444443,13.875555555555557,13.334444444444445,11.74,13.158888888888889,11.967777777777778,13.917777777777777,14.733333333333333,13.693333333333335,12.707777777777778,11.690000000000001,11.31111111111111,11.418888888888889,11.517777777777777,10.71222222222222,10.438888888888888,11.212222222222225,9.2433333333333323,9.9677777777777763,8.99,9.9844444444444438,9.655555555555555,9.6822222222222223,10.133333333333333,8.9866666666666664,10.291111111111112,10.128888888888888,9.4722222222222214,8.6277777777777782,8.7011111111111106,9.3833333333333346,9.6622222222222209,7.2966666666666651,7.1255555555555548,6.05,5.528888888888889,6.3244444444444445,7.536666666666668,7.8177777777777777,5.6455555555555561,5.0222222222222221,5.2222222222222223,6.1611111111111105,7.0855555555555556,7.181111111111111,5.6888888888888891,5.33,5.4499999999999993,7.6544444444444446,6.6677777777777765,4.3733333333333331,3.4844444444444442,4.1344444444444441,4.2722222222222221,4.3444444444444441,2.5555555555555554,2.7344444444444442,2.5788888888888888,2.8111111111111113,2.9388888888888882,4.4244444444444433,3.3955555555555557,4.5788888888888897,4.5555555555555554,4.2344444444444447,4.4388888888888891,3.4522222222222223,2.5111111111111111,1.9066666666666667,1.7166666666666668,1.2999999999999998,1.1777777777777776,1.7244444444444442,1.1666666666666667,1.4133333333333331,1.6888888888888891,3.4177777777777778,2.8577777777777778,2.6444444444444439,2.4833333333333329,0.84999999999999987,1.1855555555555553,1.04,0.2333333333333335,9.5555555555555491E-2,0.30666666666666642,0,4.4444444444444287E-2,1.666666666666651E-2,0.26666666666666672,0.44444444444444442,0.22222222222222221,0.52333333333333321,0.19555555555555534,0.12333333333333327,0.43444444444444447,0.14444444444444413,3.9999999999999938E-2,1.666666666666651E-2,0.1111111111111111,0.10666666666666676,0.10555555555555547,0.28888888888888886,6.1111111111111192E-2,1.2222222222222159E-2,1.666666666666651E-2,2.3333333333333428E-2,0.22333333333333311,8.8888888888888962E-2,2.2222222222222143E-2,0.2844444444444445,0.20000000000000007,0.23444444444444437,0.20666666666666661,0.16111111111111104,0,7.7777777777777696E-2,0,0,0,3.9999999999999938E-2,6.1111111111111192E-2,0,0,0,0,0,0,0,0,0.13444444444444453,2.3333333333333428E-2,3.3333333333333409E-2,0.33333333333333331,0,0,0.19444444444444445,0.37222222222222201,5.5555555555555552E-2,0,0.10555555555555547,0.33444444444444421,0.45555555555555549,0.14444444444444451,0.18333333333333318,1.2222222222222159E-2,0,0,7.9999999999999877E-2,9.5555555555555491E-2,0.18333333333333318,4.4444444444444287E-2,7.2222222222222063E-2,0.21666666666666659,0.12333333333333327,0.11666666666666675,8.8888888888888962E-2,0,0.31666666666666665,0.75,0.56111111111111078,0.27888888888888907,0.30666666666666687,0.69999999999999951,0.71222222222222209,1.2188888888888885,1.3677777777777778,1.6388888888888886,1.8733333333333329,2.9911111111111111,3.5166666666666662,2.6788888888888889,2.6722222222222221,2.8233333333333333,1.4455555555555555,0.82777777777777795,2.3522222222222222,2.4377777777777774,2.0944444444444446,2.0144444444444449,2.112222222222222,2.0577777777777779,1.9355555555555557,2.3177777777777777,2.8511111111111114,4.2788888888888899,5.1622222222222218,4.3388888888888886,4.6911111111111108,4.7344444444444438,4.379999999999999,4.017777777777777,3.8888888888888888,4.5,4.8566666666666674,5.8855555555555554,6.9455555555555559,5.4222222222222216,5.2666666666666666,6.1166666666666654,6.6244444444444435,7.2033333333333331,7.9411111111111108,7.8355555555555565,5.8775000000000004,7.1874999999999991,8.42,8.6575000000000006,8.0449999999999982,7.1687500000000002,7.39,8.8887499999999999,9.52,11.282500000000001,9.1137500000000014,8.5262499999999992,10.615,11.546250000000001,11.0075,10.612500000000001,11.370000000000001,11.5275,10.706249999999999,12.288749999999999,10.987500000000001,12.438750000000001,11.901250000000001,12.1175,12.351250000000002,10.858750000000001,10.933750000000002,13.132499999999999,13.879999999999999,15.205,14.532500000000002,13.875,15.41375,13.71625,14.32625,14.929999999999998,13.432500000000001,13.7325,15.095000000000001,16.78875,15.808750000000002,14.635000000000002,16.013750000000002,15.34375,14.782499999999999,15.321249999999999,17.151250000000001,18.537499999999998,18.974999999999998,18.592499999999998,17.557500000000001,19.142499999999998,19.579999999999998,18.807500000000001,18.537500000000001,16.824999999999999,18.032499999999999,19.522500000000001,19.330000000000002,19.268750000000001,18.143750000000001,19.022500000000001,18.431249999999999,18.731249999999999,19.013749999999998,18.625,18.106249999999999,18.138750000000002,16.393750000000001,17.243750000000002,19.110000000000003,19.713750000000001,18.944999999999997]
["Orangeville Hydro (Orangeville and Grand Valley)","orangeville",23.398888888888891,27.336666666666662,27.78777777777778,23.333333333333329,22.521111111111111,23.012222222222224,24.305555555555557,24.571111111111108,25.004444444444445,25.195555555555554,21.761111111111109,21.643333333333331,23.198888888888892,25.252222222222223,25.404444444444444,26.747777777777777,24.582222222222228,22.913333333333334,24.706666666666663,29.782222222222224,31.08,28.271111111111107,27.61,28.653333333333325,28.803333333333335,28.088888888888889,26.552222222222223,26.083333333333336,25.915555555555557,26.02,27.01,24.69222222222222,26.931111111111111,27.527777777777775,27.701111111111107,27.976666666666663,26.796666666666667,26.486666666666665,27.192222222222224,26.511111111111109,27.058888888888887,26.76,26.498888888888885,27.168888888888887,25.335555555555555,28.677777777777781,27.6,25.705555555555559,23.632222222222222,25.59333333333333,26.361111111111114,25.382222222222222,24.437777777777782,26.461111111111109,25.966666666666669,25.636666666666663,24.565555555555555,24.60444444444445,26.025555555555556,22.92,23.872222222222224,25.161111111111111,24.577777777777772,24.983333333333334,26.115555555555556,24.594444444444449,21.605555555555554,20.798888888888889,21.638888888888889,18.738888888888891,16.084444444444447,19.466666666666665,19.577777777777776,17.577777777777776,16.937777777777779,18.073333333333334,18.204444444444448,16.056666666666665,16.82555555555556,18.661111111111111,17.903333333333332,17.911111111111111,19.938888888888886,20.515555555555558,19.204444444444441,19.526666666666667,18.600000000000001,17.321111111111108,18.128888888888888,17.518888888888892,15.159999999999997,14.229999999999999,13.745555555555557,14.327777777777776,14.994444444444447,16.632222222222222,16.318888888888889,14.505555555555556,14.778888888888888,13.65111111111111,12.502222222222223,13.722222222222221,12.897777777777778,12.362222222222224,12.255555555555555,11.623333333333333,11.18,12.288888888888886,9.9411111111111108,10.056666666666667,9.9333333333333336,10.568888888888889,11.488888888888889,11.283333333333333,11.634444444444444,10.08888888888889,10.623333333333333,9.7288888888888891,11.145555555555553,10.996666666666666,9.2011111111111106,7.966666666666665,7.1888888888888891,5.9399999999999995,7.0622222222222222,6.8777777777777773,8.0288888888888899,6.2122222222222216,5.0299999999999994,5.2188888888888885,7.1066666666666656,7.0077777777777781,7.5011111111111104,7.1444444444444439,7.2399999999999993,6.112222222222222,8.1233333333333331,8.6611111111111097,6.6899999999999986,5.25,4.3899999999999988,3.7955555555555551,4.5733333333333333,3.9388888888888891,3.6833333333333331,3.2555555555555551,2.4388888888888887,3.4300000000000006,3.7233333333333332,2.1222222222222222,2.5177777777777774,3.9888888888888889,3.3511111111111109,3.6288888888888886,3.9966666666666666,3.6188888888888888,3.1344444444444446,3.6722222222222221,2.3688888888888884,2.0244444444444443,2.3022222222222219,2.1055555555555556,1.1922222222222219,1.9000000000000001,2.1688888888888886,2.2288888888888887,1.5066666666666668,0.51111111111111085,1.4066666666666665,1.5833333333333333,2.1466666666666665,1.7455555555555555,0.40555555555555539,0.67222222222222194,0.83333333333333337,0.47888888888888875,0.90111111111111108,0.42999999999999972,0.63444444444444437,0.73888888888888893,1.5344444444444443,2.0277777777777777,1.99,1.0844444444444443,1.6111111111111112,1.6,0.46888888888888874,0.27222222222222214,0.55555555555555558,0.37888888888888889,0.68333333333333302,0.52777777777777779,0.56666666666666665,0.82777777777777772,0.86777777777777765,1.0622222222222222,1.3888888888888886,0.69666666666666666,0.58333333333333337,0.37222222222222201,0.43888888888888883,0.44555555555555554,0.35555555555555546,0.35111111111111115,0.11888888888888892,0.73333333333333328,0.59444444444444455,0.31111111111111117,6.1111111111111192E-2,0.83999999999999986,0.97444444444444445,0.75777777777777744,0.79444444444444429,0.13555555555555543,0.30666666666666642,0.35666666666666674,0.62444444444444414,0.91666666666666663,0.57777777777777772,0.9955555555555553,0.83333333333333337,0.612222222222222,1.1444444444444446,0.66777777777777758,0.66666666666666652,1.3777777777777778,1.7022222222222223,1.2,0.92444444444444429,1.2955555555555556,1.3166666666666669,1.4066666666666663,1.4844444444444447,1.2388888888888885,0.58333333333333337,0.57222222222222208,0.7288888888888887,1.2611111111111108,1.6455555555555554,1.9444444444444444,1.77,1.1277777777777778,0.98444444444444434,0.80666666666666664,0.73888888888888893,0.54555555555555557,0.71777777777777763,1.3999999999999995,2.322222222222222,2.7233333333333336,1.6066666666666665,2.2288888888888887,3.0111111111111115,2.4233333333333329,3.244444444444444,3.3533333333333335,4.5588888888888892,4.4988888888888887,6.6788888888888884,6.7288888888888883,5.3288888888888888,5.5500000000000007,5.6733333333333338,3.5555555555555554,3.5444444444444438,4.9011111111111108,4.5500000000000007,3.4722222222222228,3.2955555555555551,3.8844444444444446,3.9677777777777785,3.8855555555555554,4.8566666666666656,5.6744444444444442,7.42,8.0077777777777772,6.8999999999999995,6.8177777777777777,6.833333333333333,6.8566666666666674,7.408888888888888,7.341111111111112,7.6233333333333331,8.3644444444444446,8.1066666666666674,9.0288888888888881,8.59,8.1166666666666671,9.2188888888888894,10.084444444444445,10.112222222222224,11.434444444444445,10.813333333333333,9.620000000000001,10.522500000000001,11.35,11.21875,10.733750000000001,8.9149999999999991,10.196249999999999,12.045,12.875,14.55125,12.424999999999999,11.12,14.37125,15.231249999999999,14.258750000000001,14.1975,14.32625,14.746249999999998,13.494999999999999,14.425000000000001,13.3775,14.88125,13.88125,14.221249999999998,14.195000000000002,13.143750000000001,14.813749999999999,16.631250000000001,16.908749999999998,18.236249999999998,18.559999999999999,17.262499999999999,18.4175,17.443750000000001,17.94875,18.856250000000003,16.83625,17.33625,19.1675,21.368750000000002,20.094999999999999,18.598749999999999,19.561249999999998,19.236249999999998,18.334999999999997,19.431249999999999,21.063749999999999,22.166249999999998,23.236250000000002,22.885000000000002,21.734999999999999,24.028749999999999,23.714999999999996,23.522499999999997,23.091250000000002,21.495000000000001,21.856249999999999,23.126249999999999,23.243749999999999,22.78125,22.393749999999997,23.13,22.311249999999998,22.387500000000003,22.74625,22.551250000000003,21.862500000000001,21.34375,19.393749999999997,20.847499999999997,23.16,24.125,23.256249999999998]
["Orillia Power ( Orillia)","Orillia",24.369999999999997,28.134444444444444,29.637777777777778,23.972222222222221,23.383333333333336,23.048888888888889,24.911111111111111,25.465555555555554,25.34333333333333,25.914444444444442,22.231111111111112,22.305555555555554,24.211111111111109,26.852222222222217,26.560000000000002,28.653333333333325,27.090000000000003,23.308888888888891,24.838888888888892,32.043333333333329,32.852222222222224,30.455555555555559,29.643333333333331,29.665555555555557,28.751111111111115,28.73,27.499999999999996,27.643333333333331,27.143333333333331,27.716666666666661,28.661111111111111,26.243333333333332,27.417777777777776,28.043333333333333,28.925555555555555,29.276666666666667,26.804444444444446,27.066666666666663,28.143333333333331,27.50333333333333,27.351111111111113,28.16,28.694444444444443,28.397777777777776,25.763333333333335,28.803333333333335,28.186666666666667,26.671111111111109,24.971111111111114,26.841111111111115,27.63666666666667,27.252222222222219,25.52,26.866666666666667,26.454444444444444,25.60444444444445,25.519999999999996,24.965555555555554,28.388888888888889,27.299999999999997,25.836666666666666,26.124444444444439,25.634444444444444,25.821111111111115,27.27,26.28222222222222,22.283333333333331,21.116666666666667,22.4,20.114444444444445,16.734444444444442,20.288888888888884,20.804444444444446,18.231111111111108,17.916666666666668,19.361111111111111,20.27888888888889,18.085555555555555,17.678888888888888,19.212222222222223,18.854444444444447,18.86,21.454444444444448,21.6,20.190000000000001,19.718888888888884,20.286666666666665,17.162222222222219,18.08111111111111,18.107777777777777,15.654444444444445,14.701111111111111,14.16,14.898888888888889,14.907777777777776,16.545555555555559,17,15.49111111111111,15.16111111111111,14.445555555555554,13.907777777777778,14.238888888888889,14.144444444444444,13.06111111111111,12.577777777777776,12.094444444444443,11.56111111111111,12.535555555555556,10.655555555555557,9.6277777777777764,10.28,10.313333333333334,12.06111111111111,12.633333333333333,12.775555555555556,10.551111111111112,11.213333333333333,9.1788888888888884,11.034444444444444,10.394444444444444,9.112222222222222,7.9688888888888885,7.6388888888888893,6.5755555555555558,8.0088888888888885,7.3977777777777796,8.3277777777777775,6.9777777777777779,5.7288888888888891,5.6833333333333336,7.8166666666666673,7.2622222222222224,7.4288888888888884,7.257777777777779,7.0122222222222224,5.6066666666666665,8.32,8.7622222222222224,6.8511111111111118,5.2944444444444443,4.4499999999999993,3.6755555555555555,5.0344444444444436,4.4255555555555555,3.5900000000000003,3.6055555555555561,2.8011111111111111,4.0022222222222217,4.2622222222222224,2.4499999999999997,2.3611111111111112,4.0500000000000007,3.5277777777777777,3.6388888888888888,4.4944444444444445,4.4733333333333336,4.0677777777777777,3.9566666666666666,3.6611111111111105,1.9555555555555557,2.5455555555555556,2.3866666666666667,1.9122222222222223,1.934444444444444,2.0677777777777777,2.2055555555555548,1.5,0.96666666666666656,1.402222222222222,1.5344444444444443,2.5122222222222224,2.4222222222222221,0.71111111111111081,1.0622222222222222,1.177777777777778,0.70666666666666655,1.1677777777777776,0.44555555555555532,0.52777777777777735,1.1388888888888888,1.7677777777777779,2.0011111111111108,1.4777777777777779,1.3299999999999998,1.5788888888888888,1.5055555555555555,0.64999999999999991,0.38333333333333325,0.40555555555555561,0.50555555555555565,0.71222222222222242,0.50555555555555542,0.52222222222222214,0.78888888888888886,1.0333333333333334,1.6388888888888888,1.3333333333333333,1.0722222222222222,1.0344444444444443,0.43888888888888883,0.55222222222222206,0.64999999999999991,0.35666666666666635,0.35111111111111115,0.25222222222222218,0.56111111111111123,0.42777777777777792,0.21111111111111094,0,0.42888888888888882,0.70000000000000007,0.76111111111111129,0.8222222222222223,3.9999999999999938E-2,0.28999999999999992,0.43444444444444424,0.44444444444444442,0.67888888888888888,0.93333333333333302,0.83444444444444443,1.0388888888888888,0.77777777777777779,1.2466666666666666,0.61777777777777787,0.58888888888888857,1.2455555555555555,1.6177777777777775,0.94,1.0566666666666666,1.0499999999999998,1.578888888888889,1.7677777777777779,1.5999999999999999,1.44,0.70555555555555527,0.71333333333333315,0.53333333333333344,1.2222222222222223,1.9666666666666666,2.1222222222222218,1.9166666666666667,1.4566666666666663,1.2066666666666668,1.2222222222222221,1.2388888888888889,0.82888888888888856,0.72777777777777786,1.7222222222222223,2.1944444444444446,2.6399999999999997,1.901111111111111,2.4244444444444446,3.3866666666666667,3.4622222222222216,3.2411111111111111,2.9611111111111108,4.666666666666667,4.4399999999999995,6.6466666666666656,7.4233333333333338,6.3622222222222229,6.4955555555555549,6.0555555555555536,4.1077777777777778,4.2622222222222224,5.6788888888888884,5.0611111111111109,4.2466666666666661,3.9888888888888889,4.612222222222222,4.4722222222222223,4.2699999999999996,5.1944444444444446,5.8944444444444439,7.5722222222222229,7.8677777777777784,7.0011111111111113,7.1066666666666665,7.0388888888888896,7.4677777777777772,7.5911111111111103,7.0855555555555547,7.9788888888888874,8.6399999999999988,8.9911111111111115,9.4522222222222236,8.9522222222222236,8.6466666666666683,9.6055555555555561,10.27222222222222,10.622222222222222,11.216666666666667,10.372222222222222,9.4187499999999993,10.47625,11.295,11.36375,11.229999999999999,9.3699999999999992,9.7700000000000014,11.61375,12.70875,14.876250000000001,12.401249999999999,11.077499999999999,14.933749999999998,15.51375,14.6325,14.056249999999999,14.42375,14.47875,14.125000000000002,15.081249999999999,13.54,15.2475,14.459999999999999,14.577500000000001,14.358750000000001,12.09,14.51125,16.256250000000001,16.62125,17.471250000000001,18.92625,17.09375,19.461249999999996,17.822499999999998,18.15625,19.662500000000001,17.077500000000001,16.524999999999999,18.275000000000002,20.063749999999999,20.071250000000003,19.8325,19.171250000000001,18.78,18.6875,19.797499999999999,21.33625,21.878750000000004,22.948749999999997,24.0975,22.592499999999998,24.087500000000006,24.278750000000002,24.314999999999998,23.773750000000003,22.411250000000003,23.58625,25.147500000000001,25.528749999999999,23.387500000000003,23.622499999999995,25.33,23.012499999999999,23.498749999999998,23.637499999999999,23.424999999999997,22.96,22.248750000000001,20.191249999999997,22.3,23.83625,23.185000000000002,21.84375]
["Oshawa PUC Networks Inc. (Oshawa)","Oshawa",20.283333333333335,25.454444444444444,25.955555555555559,21.444444444444443,20.448888888888884,20.233333333333334,22.658888888888889,22.272222222222222,21.971111111111114,22.86,19.845555555555553,19.254444444444445,21.184444444444445,23.81,23.643333333333331,24.393333333333334,23.161111111111111,20.988888888888891,21.198888888888888,25.722222222222218,26.757777777777775,25.355555555555558,24.605555555555554,25.555555555555557,23.894444444444442,25.477777777777774,23.093333333333334,22.904444444444451,24.288888888888888,23.888888888888889,25.327777777777776,22.94222222222222,24.27,25.042222222222222,25.798888888888893,24.93888888888889,23.68333333333333,23.798888888888893,24.799999999999997,25.442222222222224,24.205555555555552,24.915555555555557,23.265555555555554,24.926666666666669,22.994444444444447,25.938888888888886,24.505555555555556,23.654444444444444,21.955555555555556,22.643333333333331,24.137777777777778,23.12222222222222,21.205555555555559,23.511111111111113,23.200000000000003,23.048888888888886,22.03222222222222,20.916666666666668,24.227777777777774,21.95,21.805555555555557,22.437777777777779,23.408888888888889,22.501111111111115,22.86666666666666,22.583333333333332,19.950000000000003,18.722222222222225,19.042222222222222,16.678888888888892,14.667777777777777,17.327777777777776,18.88111111111111,16.473333333333336,15.234444444444442,17.411111111111111,18.417777777777779,15.964444444444446,16.167777777777776,16.752222222222223,16.405555555555551,16.427777777777777,18.287777777777777,18.748888888888889,17.254444444444445,17.911111111111111,17.772222222222226,14.893333333333333,15.666666666666666,15.722222222222221,14.893333333333336,13.355555555555554,12.833333333333332,12.838888888888889,13.226666666666667,15.034444444444444,14.734444444444446,13.906666666666666,13.323333333333332,12.156666666666668,12.223333333333334,12.905555555555557,13.245555555555557,12.183333333333332,12.03888888888889,12.015555555555556,10.261111111111111,10.878888888888888,11.288888888888888,10.6,12.81111111111111,11.663333333333334,12.46111111111111,12.316666666666666,10.983333333333333,9.767777777777777,9.0633333333333326,10.095555555555556,10.472222222222221,9.956666666666667,9.0722222222222229,7.2177777777777772,8.0111111111111111,7.0788888888888888,6.9733333333333336,8.3288888888888906,7.8055555555555554,7.7888888888888879,6.1955555555555559,6.3455555555555554,7.3111111111111109,7.5677777777777759,6.3999999999999995,6.6733333333333338,5.4166666666666661,6.8233333333333333,7.2566666666666668,7.25,7.5555555555555554,7.5333333333333332,6.6288888888888886,4.5611111111111109,5.7888888888888888,3.5833333333333335,2.7333333333333334,2.3899999999999997,2.427777777777778,3.0166666666666666,3.1511111111111112,1.9400000000000002,1.6555555555555554,4.666666666666667,4.583333333333333,3.1888888888888887,6.8833333333333329,6.7788888888888899,4.6944444444444446,4.5611111111111109,2.7000000000000006,3.5733333333333328,3.1799999999999997,4.9277777777777771,2.2633333333333332,4.9066666666666663,4.8033333333333328,3.0122222222222224,0.91666666666666652,2.2000000000000002,0.50111111111111084,2.5277777777777777,7.2388888888888898,5.2666666666666666,2.5611111111111113,2.1388888888888888,2.0555555555555554,2,2.3555555555555556,4.1566666666666663,2.2222222222222223,2.4444444444444446,0.56777777777777794,0.88888888888888884,0.59444444444444455,0.47222222222222221,0.25,2.5333333333333332,4.3055555555555554,4,2,0.16666666666666666,0.43444444444444447,0.35000000000000003,2.1444444444444444,2.1666666666666665,2.1111111111111112,4.1111111111111107,2.1722222222222225,0.51222222222222213,0.70000000000000007,0.20666666666666661,0.25,2.2222222222222223,2.0611111111111113,4.0555555555555554,2.04,2.2166666666666668,4.2111111111111112,4.155555555555555,2,2.1500000000000004,0.36666666666666675,0.17888888888888882,2.0611111111111113,2,0,0.1111111111111111,2.1888888888888887,0.27222222222222214,0.33333333333333331,2.4000000000000004,0.22222222222222221,0.27777777777777779,0.45000000000000007,0.33888888888888896,0.16222222222222193,0.26111111111111085,0.89555555555555566,2.4611111111111108,2.6388888888888888,2.0677777777777777,2.6500000000000004,2.6444444444444444,0.99666666666666659,0.5,2.3577777777777778,4.1355555555555554,2.1055555555555556,2.0611111111111113,2.3122222222222222,1.0855555555555556,1.0444444444444445,2.778888888888889,2.0833333333333335,2.5,0.58333333333333337,0.44444444444444442,2.3055555555555554,0.7666666666666665,3.5844444444444443,1.7666666666666666,1.1455555555555554,1.412222222222222,1.5277777777777777,3.7011111111111115,1.7288888888888887,3.7888888888888892,6.6122222222222211,7.6355555555555554,5.927777777777778,6.9111111111111114,6.3611111111111107,7.3955555555555561,8.5844444444444452,5.15,6.083333333333333,5.8177777777777777,5.9611111111111104,5.083333333333333,6.3011111111111111,7.2277777777777779,2.7055555555555557,2.1222222222222218,3.434444444444444,6.1788888888888884,7.1733333333333338,7.405555555555555,7.1955555555555542,7.4111111111111114,8.6444444444444439,8.990000000000002,7.9555555555555548,8.913333333333334,6.5277777777777777,7.3000000000000007,7.616666666666668,8.6833333333333336,9.4344444444444449,8.3166666666666682,8.8388888888888886,10.945555555555556,9.9011111111111134,10.55777777777778,9.7277777777777779,10.53125,11.15875,10.0875,10.532500000000001,11.414999999999999,8.92,8.6187500000000004,10.293749999999999,11.426250000000001,13.731249999999999,12.706250000000001,10.646249999999998,12.2,14.66375,14.025,14.075000000000001,14.637499999999999,14.137499999999999,13.440000000000001,13.407500000000001,11.64625,12.68125,13.53875,14.01375,15.875,13.91375,12.995000000000001,14.34375,15.087499999999999,16.221249999999998,16.826249999999998,16.145,16.818749999999998,15.4925,16.357500000000002,17.236250000000002,15.7125,15.89875,16.6175,17.962500000000002,17.752499999999998,17.067499999999999,18.24625,17.787500000000001,16.352499999999999,16.731249999999999,18.555,19.42625,19.995000000000001,20.826249999999998,19.768749999999997,20.743749999999999,21.2425,20.543749999999999,19.96875,20.037500000000001,19.556250000000002,22.006250000000001,22.75,20.592499999999998,19.717500000000001,21.653749999999999,20.661249999999999,21.387500000000003,20.28125,21.075000000000003,19.518750000000001,19.329999999999998,19.324999999999999,19.126250000000002,21.650000000000002,22.461250000000003,21.1]
["Ottawa River Power Corporation (Almonte, Beachburg, Killaloe and Pembroke)","Pembroke",28.043749999999996,32.90625,33.424444444444447,27.43888888888889,25.511111111111109,25.869999999999997,26.92,26.633333333333329,27.192222222222224,28.809999999999995,25.104444444444447,24.238888888888891,26.876666666666665,29.482222222222219,29.515555555555554,31.526666666666667,30.815555555555552,27.09333333333333,27.337777777777777,34.891111111111108,36.026666666666671,34.187777777777775,33.915555555555549,33.664444444444449,33.214444444444446,33.471111111111114,31.515555555555562,29.872222222222224,31.004444444444445,30.196666666666665,32.025555555555556,29.993333333333332,29.704444444444448,30.342222222222219,30.505555555555556,30.672222222222217,28.425555555555558,29.975555555555552,29.882222222222222,28.993333333333332,29.597777777777779,30.422222222222224,31.272222222222226,30.146666666666665,27.349999999999998,29.461111111111109,28.804444444444446,26.338888888888889,25.242222222222221,27.987777777777776,28.392222222222227,27.515555555555554,24.466666666666661,26.759999999999998,25.567777777777778,26.447777777777777,26.05,26.148888888888891,27.653333333333332,33.099999999999994,26.555555555555557,27.28777777777778,26.482222222222219,26.224444444444444,28.011111111111109,27.052222222222227,22.366666666666667,23.121111111111112,24.916666666666668,20.983333333333334,17.767777777777777,21.305555555555557,21.571111111111112,19.343333333333337,18.965555555555554,21.12,21.040000000000003,19.268888888888892,19.009999999999998,19.937777777777779,19.538888888888888,19.922222222222221,22.348888888888887,22.082222222222224,20.053333333333335,19.934444444444445,20.193333333333335,17.778888888888886,18.145555555555557,17.61888888888889,16.100000000000001,15.902222222222223,13.767777777777777,13.873333333333333,15.373333333333331,16.156666666666666,17.294444444444444,15.889999999999999,15.25,14.057777777777778,14.195555555555556,14.661111111111113,14.822222222222223,13.622222222222222,12.867777777777777,13.884444444444444,11.745555555555555,11.633333333333333,11.655555555555559,10.435555555555556,11.472222222222221,11.044444444444444,10.216666666666667,10.383333333333333,11.523333333333333,10.572222222222221,11.452222222222225,9.6088888888888881,9.1455555555555552,10.000000000000002,10.297777777777778,7.7799999999999994,7.757777777777779,6.3744444444444452,7.3966666666666656,7.7844444444444463,7.5888888888888886,7.3677777777777766,5.9666666666666659,6.7188888888888885,7.6733333333333356,8.3711111111111123,7.7000000000000011,8.1222222222222236,5.6477777777777778,5.8333333333333321,7.0777777777777784,8.0666666666666664,6.9977777777777783,5.391111111111111,4.1455555555555561,4.3000000000000007,4.9688888888888885,3.9577777777777783,3.1566666666666663,4.0222222222222221,3.5177777777777774,4.4277777777777789,4.7888888888888879,2.2000000000000002,2.2388888888888889,3.5844444444444443,3.2722222222222221,3.0999999999999996,3.2777777777777777,3.0166666666666671,4.1266666666666669,3.7466666666666666,3.8388888888888886,2.0333333333333332,2.8455555555555554,2.0111111111111111,2.1111111111111112,1.4333333333333331,1.2622222222222221,1.872222222222222,1.1344444444444446,2.1555555555555559,1.6888888888888889,1.6733333333333331,1.8999999999999997,1.7777777777777777,0.50555555555555565,1.1000000000000001,0.87777777777777766,0.90555555555555545,0.55111111111111122,0.14777777777777759,0.50666666666666649,0.78333333333333321,1.6944444444444446,2.0511111111111111,1.7722222222222219,1.0055555555555555,1.038888888888889,0.73444444444444434,0.39444444444444454,0.6777777777777777,0.70000000000000007,0.13333333333333325,0.38444444444444453,0.31222222222222207,0.32888888888888856,0.76777777777777778,0.82333333333333336,1.0055555555555555,1.3788888888888886,0.82777777777777772,0.4844444444444444,0.13333333333333325,0.1388888888888889,0.27999999999999997,0.47777777777777763,0.23444444444444437,0.23444444444444437,0.41777777777777775,0.28333333333333344,0.1888888888888888,0.1388888888888889,0.26222222222222213,0.45000000000000007,0.85111111111111115,0.70666666666666655,0.10111111111111112,5.5555555555556347E-3,0.38333333333333325,0.23444444444444437,0.71111111111111114,0.88444444444444437,1.2999999999999996,0.88888888888888884,0.95111111111111102,0.2666666666666665,0.15555555555555539,0.45555555555555532,0.43888888888888883,1.5111111111111113,1.1744444444444444,0.86111111111111116,0.96666666666666656,1.3666666666666663,1.8888888888888888,2.4088888888888889,1.2022222222222223,0.69444444444444409,0.58333333333333315,0.49666666666666653,0.42777777777777776,2.1622222222222218,2.1222222222222222,1.9288888888888889,1.543333333333333,1.1777777777777778,1.5177777777777777,1.0333333333333332,0.48333333333333311,0.70555555555555571,1.822222222222222,3.0722222222222224,3.3233333333333333,2.1055555555555552,2.8711111111111105,3.5277777777777777,4.0500000000000007,3,3.5888888888888895,4.1444444444444439,3.8733333333333331,7.8277777777777784,8.1222222222222218,6.0944444444444441,7.307777777777777,5.9633333333333338,4.2333333333333325,5.2233333333333327,5.19,6.0777777777777784,4.2388888888888889,4.3566666666666665,5.0122222222222224,4.301111111111112,3.9244444444444446,5.2299999999999995,7.1122222222222229,6.9033333333333333,7.7888888888888879,6.6688888888888886,6.8855555555555554,7.0288888888888899,8.3411111111111111,8.2177777777777781,8.7955555555555556,8.7566666666666677,8.93,9.69,10.156666666666668,9.6344444444444477,8.8566666666666638,9.7788888888888881,10.493333333333334,11.58,11.541111111111112,11.38111111111111,9.9944444444444454,11.017777777777777,11.858750000000001,13.583749999999998,12.2,11.82625,11.275,11.5425,13.9975,14.5875,13.418749999999999,11.149999999999999,15.324999999999999,15.938749999999999,15.63875,14.6875,14.64875,14.9375,15.4825,15.8375,14.36375,16.234999999999999,17.076249999999998,15.995000000000001,15.379999999999999,13.64875,14.886249999999999,16.865000000000002,17.28875,19.831250000000001,20.77,18.401250000000001,20.594999999999999,19.456250000000001,19.736250000000002,20.303750000000001,18.5625,17.524999999999999,19.91375,22.772500000000001,22.535000000000004,21.953749999999999,22.089999999999996,21.634999999999998,19.817499999999999,21.231249999999999,23.268750000000001,23.90625,25.392500000000002,27.322500000000002,25.4925,25.9575,28.225000000000001,27.997499999999999,28.330000000000002,25.453749999999999,26.478749999999998,28.123749999999998,30.206250000000001,27.330000000000002,26.26125,26.668749999999999,26.347499999999997,26.611249999999995,26.931249999999999,26.018750000000001,25.63625,25.362500000000004,22.155000000000001,23.293749999999996,28.123750000000001,30.954999999999998,26.612500000000001]
["Peterborough Distribution Inc. (Peterborough, Lakefield and Norwood)","Peterborough",22.503333333333334,26.908888888888889,28.447777777777773,23.305555555555554,22.444444444444443,21.4,23.578888888888887,23.944444444444443,24.276666666666664,25.538888888888891,21.444444444444443,21.006666666666668,23.271111111111111,26.737777777777772,25.737777777777776,27.787777777777777,25.493333333333336,22.251111111111115,23.432222222222222,29.765555555555562,31.627777777777776,29.318888888888889,27.431111111111115,28.887777777777778,27.849999999999998,27.97666666666667,25.860000000000003,26.998888888888885,26.938888888888886,26.158888888888889,27.493333333333332,24.204444444444444,26.31666666666667,27.533333333333339,27.66,27.501111111111111,25.65,26.50888888888889,26.715555555555554,27.47444444444444,26.887777777777778,27.31111111111111,27.158888888888892,27.703333333333333,24.411111111111108,27.32,27.14222222222222,26.072222222222223,24.348888888888887,25.669999999999998,26.342222222222219,25.383333333333333,24.403333333333332,25.955555555555559,25.121111111111112,25.213333333333335,24.215555555555554,24,26.255555555555556,25.774999999999999,24.587777777777781,24.694444444444443,24.459999999999997,24.098888888888887,25.630000000000003,25.221111111111114,21.548888888888893,19.984444444444446,21.811111111111114,19.507777777777775,16.401111111111113,18.905555555555551,19.726666666666667,17.157777777777778,16.927777777777781,18.546666666666667,19.233333333333331,17.11,16.767777777777777,17.945555555555558,18.342222222222219,17.912222222222223,20.355555555555558,20.02,18.196666666666669,18.267777777777781,18.737777777777779,15.945555555555558,16.862222222222222,16.745555555555555,15.036666666666669,14.922222222222224,13.399999999999999,13.889999999999999,13.944444444444445,14.992222222222223,15.785555555555554,13.82111111111111,14.147777777777778,13.451111111111112,13.02,13.196666666666665,13.072222222222223,12.311111111111112,11.553333333333333,12.178888888888887,11.007777777777779,11.756666666666666,9.7077777777777765,9.1077777777777769,9.5222222222222204,10.174444444444442,10.694444444444445,10.555555555555555,11.277777777777779,10.073333333333334,9.3722222222222218,8.2422222222222228,9.3699999999999992,9.1388888888888893,8.7966666666666669,7.0588888888888892,7.1499999999999995,6.3344444444444452,7.0088888888888876,7.352222222222224,7.3500000000000005,6.7633333333333328,5.083333333333333,4.9400000000000004,6.3555555555555552,6.1188888888888897,6.4077777777777776,6.684444444444444,5.9011111111111108,4.6677777777777782,7.0911111111111103,8.1177777777777784,6.5888888888888895,5.3,3.933333333333334,3.1966666666666668,3.8633333333333328,3.7833333333333332,2.6866666666666661,2.8944444444444439,2.3177777777777777,3.6000000000000005,3.7166666666666663,1.8944444444444446,1.6388888888888888,3.5,3.4777777777777774,2.9622222222222216,3.83,3.9000000000000008,3.4577777777777778,3.7888888888888892,3.3888888888888888,1.6888888888888891,1.6277777777777775,2.0499999999999998,1.1188888888888888,1.3288888888888886,0.93333333333333357,1.29,1.2955555555555553,0.63333333333333308,0.92888888888888865,1.2899999999999996,1.9622222222222219,2.2344444444444442,0.44444444444444442,0.88888888888888884,0.90111111111111108,0.22333333333333349,0.551111111111111,0.20666666666666661,0.51111111111111085,0.53444444444444428,1.0111111111111108,1.9400000000000002,1.3688888888888888,0.82333333333333314,0.78333333333333344,1.3455555555555554,0.4111111111111112,0.3000000000000001,0.25555555555555565,0.30555555555555558,0.61777777777777765,0.4122222222222221,0.29555555555555557,0.6333333333333333,0.83333333333333337,1.2233333333333334,1.028888888888889,0.81222222222222229,1.0777777777777777,0.40555555555555539,0.41666666666666669,0.19444444444444445,0.31222222222222207,0.10000000000000024,6.1111111111111192E-2,0.3777777777777776,0.43333333333333357,0.21111111111111094,9.5555555555555491E-2,0.3611111111111111,0.66111111111111098,0.34111111111111075,0.30555555555555514,1.666666666666651E-2,0.1722222222222223,0.28333333333333299,0.23888888888888893,0.66333333333333322,0.84999999999999987,0.77222222222222237,0.77888888888888863,0.32777777777777772,0.47888888888888853,0.50555555555555565,0.27888888888888869,0.63888888888888873,1.5455555555555556,0.59444444444444455,0.7555555555555552,0.88444444444444459,1.3788888888888888,1.4777777777777776,1.7111111111111112,1.3788888888888888,0.70000000000000007,0.58333333333333337,0.42222222222222228,0.73444444444444457,1.2999999999999998,1.872222222222222,1.6055555555555554,1.5522222222222219,1.0111111111111111,1.0333333333333332,0.97333333333333327,0.67888888888888888,0.58888888888888902,1.1011111111111109,1.833333333333333,2.3444444444444446,1.9288888888888889,2.1177777777777771,2.9688888888888894,3.3466666666666662,3.367777777777778,3.2066666666666666,3.9222222222222221,4.4066666666666663,6.6177777777777784,7.467777777777779,6.2944444444444452,6.3244444444444454,6.6066666666666665,4.6744444444444433,3.9844444444444442,5.2200000000000006,4.945555555555555,3.9644444444444442,3.8277777777777775,4.7944444444444452,4.1733333333333338,3.5622222222222226,4.75,5.7077777777777765,6.7944444444444443,7.7511111111111113,6.5500000000000007,7.1511111111111108,7.0966666666666676,6.8500000000000005,7.1455555555555561,7.2900000000000018,7.6011111111111127,8.68,8.301111111111112,9.9400000000000013,9.181111111111111,8.0666666666666664,9.0733333333333324,10.146666666666668,10.242222222222223,11.023333333333333,10.988888888888887,9.3825000000000003,10.188749999999999,10.889999999999999,11.16375,10.8125,9.5274999999999999,10.09375,11.57,12.526249999999999,13.762500000000001,11.981249999999999,11.527500000000002,14.05875,15.475000000000001,14.5625,13.865,14.563749999999999,14.645,14.5375,14.8775,13.55125,14.38125,14.9375,13.818750000000001,14.838750000000001,12.851249999999999,13.932499999999999,16.0075,16.52375,18.247500000000002,18.9375,16.83625,19.411249999999999,17.93,18.213750000000001,19.037500000000005,16.2075,16.693750000000001,18.592500000000001,19.88,19.195,18.776249999999997,18.99625,19.167499999999997,17.861250000000002,18.578749999999999,20.63625,21.458750000000002,22.662500000000001,23.262500000000003,21.13625,22.547499999999999,24.236250000000002,23.806250000000002,24.561250000000001,21.615000000000002,22.620000000000005,24.58625,25.042499999999997,23.311250000000001,22.747499999999999,24.278749999999999,22.828749999999999,24.0975,22.881249999999998,21.909999999999997,21.895,21.07,19.306249999999999,20.625,23.401250000000001,24.897499999999997,23.248750000000001]
["Alectra Utilities - formerly PowerStream (Alliston, Aurora, Barrie, Beeton, Bradford West Gwillimbury, Penetanguishene, Markham, Richmond Hill, Thornton, Tottenham and Vaughan)","RichmondHill",21.76,25.547777777777778,26.594444444444449,21.515555555555554,20.633333333333336,20.961111111111116,22.365555555555559,22.927777777777777,23.474444444444444,23.162222222222223,20.128888888888884,20.017777777777773,21.714444444444446,23.865555555555556,23.796666666666667,24.847777777777779,23.516666666666666,21.295555555555556,22.565555555555552,27.692222222222217,28.959999999999997,26.504444444444445,25.636666666666667,26.738888888888891,26.021111111111111,26.127777777777776,24.148888888888891,24.682222222222222,24.644444444444442,24.511111111111113,25.336666666666666,22.951111111111114,24.56111111111111,24.944444444444443,25.925555555555555,25.611111111111111,24.783333333333328,25.02333333333333,25.450000000000003,25.148888888888891,25.31,25.200000000000003,25.571111111111115,25.61,23.682222222222222,26.12,25.001111111111111,24.522222222222226,22.456666666666667,23.943333333333328,24.37222222222222,23.92,22.5,24.172222222222224,23.864444444444448,23.304444444444446,23.237777777777776,22.938888888888886,24.533333333333335,22.795000000000002,22.553333333333335,23.594444444444445,22.944444444444443,23.022222222222222,23.968888888888884,22.437777777777779,19.854444444444443,18.788888888888888,19.544444444444441,17.685555555555556,14.51,17.827777777777779,18.100000000000001,15.588888888888887,15.333333333333334,17.095555555555556,17.885555555555555,14.988888888888889,15.283333333333335,17.223333333333336,16.745555555555555,16.248888888888885,18.845555555555553,18.558888888888887,17.223333333333333,17.324444444444442,17.498888888888889,14.961111111111112,15.906666666666666,15.946666666666667,14.023333333333333,12.956666666666665,12.256666666666668,12.805555555555557,12.885555555555555,14.577777777777779,14.967777777777778,13.262222222222222,12.81111111111111,12.084444444444443,11.662222222222221,11.867777777777778,11.823333333333334,10.963333333333333,10.838888888888892,11.267777777777777,9.84,10.468888888888889,8.7911111111111104,8.6666666666666661,8.7733333333333334,9.1999999999999975,10.09,9.5733333333333324,10.227777777777778,9.0333333333333332,8.9844444444444456,7.706666666666667,9.4122222222222209,9.0677777777777777,7.9511111111111115,6.2855555555555549,6.1288888888888904,5.6055555555555552,5.4122222222222227,5.818888888888889,6.4777777777777779,5.6311111111111121,4.1177777777777784,4.1499999999999995,5.4955555555555557,6.0522222222222224,6.1233333333333322,6.1455555555555561,4.677777777777778,4.6688888888888886,5.8066666666666658,6.7388888888888889,5.992222222222221,3.8277777777777779,3.3011111111111111,2.84,2.8888888888888888,2.6666666666666665,2.6222222222222222,2.4033333333333333,1.9677777777777778,2.9111111111111114,2.7944444444444443,1.0955555555555554,1.1222222222222225,2.7233333333333332,2.4722222222222228,2.1666666666666665,2.5466666666666669,2.4577777777777778,2.427777777777778,2.6500000000000004,2.5444444444444443,1.3511111111111112,1.2277777777777776,1.1655555555555555,0.28888888888888864,0.86111111111111116,0.71111111111111114,0.81111111111111078,0.53333333333333344,9.5555555555555491E-2,0.63999999999999979,0.82333333333333336,1.3788888888888891,0.844444444444444,9.9999999999999839E-2,0.27777777777777779,0.3777777777777776,0,0.17777777777777753,0,0.26111111111111107,0.47222222222222221,0.16333333333333322,0.58999999999999964,0.50666666666666649,0.32777777777777772,0.15666666666666668,0.37999999999999978,6.7777777777777715E-2,0,7.7777777777777696E-2,9.5555555555555491E-2,0.16666666666666666,0.21111111111111094,3.3333333333333409E-2,4.999999999999992E-2,0.16777777777777755,0.36222222222222222,0.42222222222222228,0.25666666666666693,0.47888888888888875,5.5555555555555552E-2,8.3333333333333329E-2,0,3.9999999999999938E-2,0,0,0.10555555555555547,2.7777777777777776E-2,7.2222222222222063E-2,4.4444444444444287E-2,7.7777777777777696E-2,0.1888888888888888,4.999999999999992E-2,0,0,0,0,0.18333333333333318,0.14444444444444451,4.4444444444444287E-2,0.14444444444444451,0.16111111111111104,9.5555555555555491E-2,0.52333333333333321,0.1388888888888889,2.7777777777777776E-2,0.28444444444444428,0.54444444444444429,0.14444444444444451,6.6666666666666818E-2,0,0.49666666666666653,0.58333333333333337,0.55666666666666642,0.45000000000000007,5.6666666666666449E-2,0,0,0.26222222222222213,0.48555555555555568,0.85111111111111093,0.65777777777777757,0.28444444444444428,0.51666666666666672,0.44444444444444442,0.35555555555555546,0.12333333333333327,5.2222222222222094E-2,0.50111111111111084,1.5611111111111111,1.6855555555555557,0.78333333333333299,1.1499999999999999,1.79,1.451111111111111,1.7777777777777775,1.862222222222222,2.911111111111111,2.8944444444444439,4.6511111111111108,5.9955555555555549,4.2233333333333327,4.4788888888888891,4.7855555555555549,2.5844444444444443,2.3633333333333333,3.3133333333333339,3.0944444444444446,2.3533333333333335,2.2511111111111108,3.2388888888888889,2.9555555555555553,2.2222222222222219,3.2399999999999998,4.4011111111111108,5.6522222222222229,6.1911111111111108,5.3333333333333339,5.8022222222222233,5.6999999999999993,5.9899999999999993,5.8944444444444448,5.9444444444444446,6.0266666666666664,6.5533333333333337,6.8844444444444441,8.6944444444444446,7.9455555555555559,6.95,8.35,8.5122222222222224,8.7233333333333345,9.6566666666666663,9.4122222222222227,8.1637500000000003,8.64,10.045,9.9374999999999982,9.4437500000000014,7.7262500000000003,9.0812499999999989,10.563750000000001,11.6525,12.882499999999999,10.665000000000001,10.45,12.843749999999998,14.2875,12.8125,12.938749999999999,13.453749999999999,13.48875,12.7225,13.206250000000001,11.643749999999999,13.145,13.501250000000001,12.72625,13.37125,11.025,12.985000000000001,14.778749999999999,15.237500000000001,16.887499999999999,17.026249999999997,15.806249999999997,17.432500000000001,16.401250000000001,17.026249999999997,17.737500000000001,15.10125,15.52875,17.226249999999997,18.827500000000001,17.422499999999999,17.135000000000002,17.97,17.943749999999998,16.650000000000002,17.548749999999998,19.286249999999999,20.387499999999999,21,21.348749999999999,20.166250000000002,21.692500000000003,22.335000000000001,21.35,21.56625,20.350000000000001,21.05,21.99625,22.192499999999995,21.560000000000002,21.18375,22.06625,20.65625,21.27375,21.269999999999996,21.087500000000002,19.942499999999999,19.942499999999999,18.57375,19.661250000000003,22.017499999999998,22.766249999999999,21.392500000000002]
["PUC Distribution Inc. (Sault Ste. Marie)","Sault Ste Marie",26.113999999999997,28.862000000000002,27.7,24.439000000000004,24.206999999999997,24.327999999999996,24.853999999999999,24.910000000000004,26.076000000000001,24.788,23.137999999999998,25.108999999999998,28.145999999999997,27.499000000000002,27.994999999999997,28.224,26.903999999999996,27.361000000000001,30.189000000000004,33.793999999999997,31.74,28.844000000000001,29.465000000000003,29.672999999999995,28.854000000000003,28.399000000000001,27.389999999999997,28.278999999999996,28.25,28.132999999999999,27.349,27.247999999999998,28.783999999999999,28.493000000000002,29.072999999999997,27.300999999999998,27.931999999999999,28.012999999999998,28.202999999999996,28.667999999999996,29.268999999999998,29.119,30.306999999999999,29.177,28.989000000000004,30.212,27.105,25.918999999999993,27.059999999999995,27.385000000000002,27.678999999999995,26.044,26.799999999999994,28.028000000000002,26.057000000000006,26.593,27.096000000000004,27.468,28.814,24.016666666666669,27.493000000000002,29.103999999999996,28.663999999999998,28.354000000000003,28.777999999999999,26.578000000000003,22.835000000000004,23.558,22.93,19.66,18.760999999999999,21.020999999999997,20.793999999999997,18.492999999999999,18.988999999999997,20.620999999999999,19.965,19.018000000000001,19.609000000000002,21.373999999999999,20.125999999999998,21.480999999999998,22.54,21.907999999999998,21.433,21.639000000000003,20.994999999999997,20.205999999999996,19.584,18.339000000000002,16.369000000000003,17.059000000000005,17.001000000000001,17.568999999999999,18.321000000000002,20.214000000000002,18.074999999999999,16.905000000000001,17.620999999999999,17.841000000000001,17.515000000000004,16.457999999999998,16.276000000000003,15.496,14.247999999999999,14.012,13.396000000000001,14.117999999999999,14.514999999999997,13.65,13.566999999999998,12.914000000000001,12.620999999999999,13.441999999999998,12.347999999999999,12.452000000000002,13.442000000000002,13.577999999999999,12.8,11.836,10.100999999999999,9.423,10.391999999999999,9.3470000000000013,9.5949999999999989,9.2510000000000012,9.6859999999999999,7.714999999999999,8.4600000000000009,9.6050000000000004,9.8570000000000011,8.7350000000000012,9.5410000000000004,9.5519999999999996,9.07,9.6920000000000019,11.225,9.7110000000000003,7.3780000000000001,6.6,5.8659999999999997,6.6570000000000009,7.2159999999999993,5.8030000000000008,5.18,5.8229999999999995,5.2670000000000003,5.8179999999999996,4.7309999999999999,3.7950000000000004,5.125,5.37,4.8059999999999992,5.7780000000000005,6.1710000000000003,4.9860000000000007,5.7569999999999997,4.9349999999999996,4.3759999999999994,4.5260000000000007,4.6710000000000003,3.9659999999999997,3.9319999999999999,3.9609999999999999,3.8549999999999995,3.3069999999999999,2.2710000000000004,2.3400000000000003,2.6710000000000003,2.7019999999999995,2.3149999999999999,2.9200000000000004,2.4889999999999999,2.3809999999999998,2.2069999999999999,2.2960000000000003,1.645,0.94000000000000006,1.246,2.121,2.7850000000000001,3.3299999999999996,2.8,2.8560000000000003,2.2749999999999999,1.6719999999999999,1.026,0.83100000000000007,1.2450000000000001,1.407,1.5970000000000002,1.3530000000000002,1.4900000000000002,1.1599999999999999,1.3850000000000002,2.177,2.2500000000000004,1.6859999999999999,0.83700000000000008,0.89499999999999991,0.84499999999999975,1,0.92000000000000015,0.40599999999999986,0.80999999999999994,1.0710000000000002,1.0450000000000002,0.57100000000000006,1.4149999999999998,1.1309999999999998,1.4959999999999998,1.1119999999999999,0.81499999999999984,1.0559999999999998,1.1349999999999998,0.96000000000000019,1.1549999999999998,1.625,1.4999999999999998,1.1560000000000001,0.85,0.33099999999999985,0.8859999999999999,0.82499999999999984,0.53,1.2810000000000001,1.4659999999999997,0.91299999999999992,1.0150000000000001,1.9359999999999999,1.7259999999999998,1.996,1.3299999999999996,1.151,0.80599999999999983,0.78499999999999992,1.1720000000000002,1.9409999999999996,2.4710000000000001,2.1360000000000001,1.7710000000000001,2.056,1.2350000000000001,1.1359999999999997,0.94500000000000006,1.7159999999999997,1.5050000000000001,2.5950000000000002,3.1560000000000001,2.9609999999999999,2.1309999999999993,2.9050000000000002,3.07,3.5609999999999999,4,4.2460000000000004,6.4859999999999998,6.1510000000000007,7.3,6.34,5.1760000000000002,6.0860000000000003,4.7249999999999996,3.6159999999999997,4.3929999999999998,5.8620000000000001,5.0359999999999996,4.25,4.78,4.8719999999999999,4.7059999999999995,4.4799999999999995,6.8879999999999999,7.4270000000000014,7.7670000000000012,8.8870000000000005,8.375,6.5230000000000006,7.1070000000000011,7.0560000000000018,7.26,7.6649999999999991,8.3759999999999994,9.7029999999999994,8.5399999999999991,8.2609999999999992,9.2829999999999995,9.9450000000000021,10.306000000000001,11.176,10.671000000000001,11.412000000000001,10.178000000000001,10.401000000000002,12.071,12.802000000000001,12.404999999999998,10.885000000000002,11.116,12.578999999999999,13.221,13.772,13.502999999999997,12.616999999999999,12.312000000000001,13.456999999999999,13.452000000000002,13.712,12.431000000000001,13.143000000000001,12.934999999999999,13.058999999999997,14.141999999999999,14.121,15.017000000000001,14.450999999999999,15.086000000000002,14.011000000000001,13.620000000000001,15.057999999999998,16.464999999999996,16.46,16.301000000000002,17.149999999999999,18.764000000000003,18.831,18.579999999999998,18.779,18.826000000000001,16.509,18.142000000000003,20.704999999999998,20.966000000000001,19.568999999999996,19.134,20.860999999999997,20.529,20.048000000000002,20.774000000000001,22.003999999999998,22.276000000000003,22.859000000000002,23.341000000000001,24.492000000000001,26.228999999999996,23.846000000000004,23.561,22.423999999999999,23.411000000000001,24.115000000000002,24.633999999999997,24.266999999999999,24.05,23.919000000000004,24.387999999999998,22.78,23.235000000000003,24.009,22.634999999999998,22.209999999999997,21.134000000000004,22.249000000000002,24.908999999999999,25.527999999999999,25.804000000000002,25.024000000000004]
["Renfrew Hydro (Renfrew)","Renfrew",26.711111111111109,31.555555555555557,33.424444444444447,27.43888888888889,25.511111111111109,25.869999999999997,26.92,26.633333333333329,27.192222222222224,28.809999999999995,25.104444444444447,24.238888888888891,26.876666666666665,29.482222222222219,29.515555555555554,31.526666666666667,30.815555555555552,27.09333333333333,27.337777777777777,34.891111111111108,36.026666666666671,34.187777777777775,33.915555555555549,33.664444444444449,33.214444444444446,33.471111111111114,31.515555555555562,29.872222222222224,31.004444444444445,30.196666666666665,32.025555555555556,29.993333333333332,29.704444444444448,30.342222222222219,30.505555555555556,30.672222222222217,28.425555555555558,29.975555555555552,29.882222222222222,28.993333333333332,29.597777777777779,30.422222222222224,31.272222222222226,30.146666666666665,27.349999999999998,29.461111111111109,28.804444444444446,26.338888888888889,25.242222222222221,27.987777777777776,28.392222222222227,27.515555555555554,24.466666666666661,26.759999999999998,25.567777777777778,26.447777777777777,26.05,26.148888888888891,27.653333333333332,33.099999999999994,26.555555555555557,27.28777777777778,26.482222222222219,26.224444444444444,28.011111111111109,27.052222222222227,22.366666666666667,23.121111111111112,24.916666666666668,20.983333333333334,17.767777777777777,21.305555555555557,21.571111111111112,19.343333333333337,18.965555555555554,21.12,21.040000000000003,19.268888888888892,19.009999999999998,19.937777777777779,19.538888888888888,19.922222222222221,22.348888888888887,22.082222222222224,20.053333333333335,19.934444444444445,20.193333333333335,17.778888888888886,18.145555555555557,17.61888888888889,16.100000000000001,15.902222222222223,13.767777777777777,13.873333333333333,15.373333333333331,16.156666666666666,17.294444444444444,15.889999999999999,15.25,14.057777777777778,14.195555555555556,14.661111111111113,14.822222222222223,13.622222222222222,12.867777777777777,13.884444444444444,11.745555555555555,11.633333333333333,11.655555555555559,10.435555555555556,11.472222222222221,11.044444444444444,10.216666666666667,10.383333333333333,11.523333333333333,10.572222222222221,11.452222222222225,9.6088888888888881,9.1455555555555552,10.000000000000002,10.297777777777778,7.7799999999999994,7.757777777777779,6.3744444444444452,7.3966666666666656,7.7844444444444463,7.5888888888888886,7.3677777777777766,5.9666666666666659,6.7188888888888885,7.6733333333333356,8.3711111111111123,7.7000000000000011,8.1222222222222236,5.6477777777777778,5.8333333333333321,7.0777777777777784,8.0666666666666664,6.9977777777777783,5.391111111111111,4.1455555555555561,4.3000000000000007,4.9688888888888885,3.9577777777777783,3.1566666666666663,4.0222222222222221,3.5177777777777774,4.4277777777777789,4.7888888888888879,2.2000000000000002,2.2388888888888889,3.5844444444444443,3.2722222222222221,3.0999999999999996,3.2777777777777777,3.0166666666666671,4.1266666666666669,3.7466666666666666,3.8388888888888886,2.0333333333333332,2.8455555555555554,2.0111111111111111,2.1111111111111112,1.4333333333333331,1.2622222222222221,1.872222222222222,1.1344444444444446,2.1555555555555559,1.6888888888888889,1.6733333333333331,1.8999999999999997,1.7777777777777777,0.50555555555555565,1.1000000000000001,0.87777777777777766,0.90555555555555545,0.55111111111111122,0.14777777777777759,0.50666666666666649,0.78333333333333321,1.6944444444444446,2.0511111111111111,1.7722222222222219,1.0055555555555555,1.038888888888889,0.73444444444444434,0.39444444444444454,0.6777777777777777,0.70000000000000007,0.13333333333333325,0.38444444444444453,0.31222222222222207,0.32888888888888856,0.76777777777777778,0.82333333333333336,1.0055555555555555,1.3788888888888886,0.82777777777777772,0.4844444444444444,0.13333333333333325,0.1388888888888889,0.27999999999999997,0.47777777777777763,0.23444444444444437,0.23444444444444437,0.41777777777777775,0.28333333333333344,0.1888888888888888,0.1388888888888889,0.26222222222222213,0.45000000000000007,0.85111111111111115,0.70666666666666655,0.10111111111111112,5.5555555555556347E-3,0.38333333333333325,0.23444444444444437,0.71111111111111114,0.88444444444444437,1.2999999999999996,0.88888888888888884,0.95111111111111102,0.2666666666666665,0.15555555555555539,0.45555555555555532,0.43888888888888883,1.5111111111111113,1.1744444444444444,0.86111111111111116,0.96666666666666656,1.3666666666666663,1.8888888888888888,2.4088888888888889,1.2022222222222223,0.69444444444444409,0.58333333333333315,0.49666666666666653,0.42777777777777776,2.1622222222222218,2.1222222222222222,1.9288888888888889,1.543333333333333,1.1777777777777778,1.5177777777777777,1.0333333333333332,0.48333333333333311,0.70555555555555571,1.822222222222222,3.0722222222222224,3.3233333333333333,2.1055555555555552,2.8711111111111105,3.5277777777777777,4.0500000000000007,3,3.5888888888888895,4.1444444444444439,3.8733333333333331,7.8277777777777784,8.1222222222222218,6.0944444444444441,7.307777777777777,5.9633333333333338,4.2333333333333325,5.2233333333333327,5.19,6.0777777777777784,4.2388888888888889,4.3566666666666665,5.0122222222222224,4.301111111111112,3.9244444444444446,5.2299999999999995,7.1122222222222229,6.9033333333333333,7.7888888888888879,6.6688888888888886,6.8855555555555554,7.0288888888888899,8.3411111111111111,8.2177777777777781,8.7955555555555556,8.7566666666666677,8.93,9.69,10.156666666666668,9.6344444444444477,8.8566666666666638,9.7788888888888881,10.493333333333334,11.58,11.541111111111112,11.38111111111111,9.65625,10.36375,11.858750000000001,13.583749999999998,12.2,11.82625,11.275,11.5425,13.9975,14.5875,13.418749999999999,11.149999999999999,15.324999999999999,15.938749999999999,15.63875,14.6875,14.64875,14.9375,15.4825,15.8375,14.36375,16.234999999999999,17.076249999999998,15.995000000000001,15.379999999999999,13.64875,14.886249999999999,16.865000000000002,17.28875,19.831250000000001,20.77,18.401250000000001,20.594999999999999,19.456250000000001,19.736250000000002,20.303750000000001,18.5625,17.524999999999999,19.91375,22.772500000000001,22.535000000000004,21.953749999999999,22.089999999999996,21.634999999999998,19.817499999999999,21.231249999999999,23.268750000000001,23.90625,25.392500000000002,27.322500000000002,25.4925,25.9575,28.225000000000001,27.997499999999999,28.330000000000002,25.453749999999999,26.478749999999998,28.123749999999998,30.206250000000001,27.330000000000002,26.26125,26.668749999999999,26.347499999999997,26.611249999999995,26.931249999999999,26.018750000000001,25.63625,25.362500000000004,22.155000000000001,23.293749999999996,28.123750000000001,30.954999999999998,26.612500000000001]
["Rideau St. Lawrence Distribution Inc. (Westport, Prescott, Cardinal, Iroquois, Morrisburg and Williamsburg)","Westport",21.291111111111114,26.176666666666666,27.37777777777778,22.14,20.354444444444443,20.655555555555555,22.707777777777771,23.132222222222222,23.161111111111111,24.851111111111109,21.72666666666667,20.733333333333334,22.866666666666667,25.504444444444442,25.130000000000003,25.982222222222223,24.677777777777781,21.247777777777777,21.931111111111111,28.650000000000002,31.009999999999998,28.22,27.027777777777786,27.516666666666669,26.454444444444441,27.183333333333337,25.643333333333334,25.785555555555558,25.633333333333333,25.444444444444443,25.982222222222219,23.585555555555555,24.907777777777781,26.112222222222222,26.211111111111112,26.87777777777778,25.676666666666666,25.803333333333331,26.132222222222222,26.269999999999996,25.837777777777777,25.967777777777773,26.887777777777778,26.246666666666663,23.287777777777777,26.071111111111112,26.185555555555553,25.025555555555556,22.611111111111111,23.895555555555553,24.491111111111113,24.147777777777776,21.970000000000002,24.062222222222221,24.133333333333333,23.15,23.369999999999997,23.222222222222221,25.673333333333332,25.549999999999997,22.58111111111111,23.338888888888889,23.427777777777777,22.594444444444445,24.185555555555556,23.844444444444441,20.426666666666666,20.305555555555557,21.600000000000005,18.586666666666666,15.157777777777776,17.798888888888889,19.440000000000001,17.675555555555551,16.963333333333331,18.703333333333333,19.248888888888889,16.361111111111111,17.051111111111112,17.536666666666669,17.87222222222222,17.471111111111114,19.215555555555554,19.105555555555558,18.012222222222224,18.152222222222221,18.154444444444447,15.413333333333334,16.873333333333335,16.155555555555555,15.199999999999998,14.810000000000002,13.861111111111111,13.494444444444445,13.841111111111111,14.722222222222221,15.559999999999999,13.5,13.240000000000002,13.190000000000001,12.686666666666667,12.812222222222223,14.157777777777778,12.25111111111111,11.940000000000001,12.174444444444443,11.734444444444442,12.183333333333334,10.807777777777778,9.4188888888888904,9.24,10.973333333333336,11.206666666666667,10.717777777777778,11.046666666666669,10.130000000000001,8.6777777777777789,9.1011111111111109,9.4199999999999982,9.456666666666667,8.8633333333333333,6.7733333333333325,7.2333333333333343,6.9733333333333327,6.373333333333334,7.1955555555555559,6.5111111111111111,6.6499999999999986,5.7455555555555557,5.184444444444444,6.2111111111111104,5.9688888888888894,5.8733333333333348,6.612222222222222,6.2166666666666668,4.9577777777777774,6.0844444444444452,7.7500000000000018,6.716666666666665,4.9755555555555553,4.3622222222222211,3.6955555555555555,3.7511111111111117,4.405555555555555,3.2399999999999998,3.7222222222222223,2.2344444444444442,3.0333333333333332,3.3566666666666665,2.0555555555555554,2.4622222222222221,3.2777777777777777,3.1333333333333329,2.4888888888888889,3.4833333333333325,3.4222222222222221,3.2177777777777781,3.8944444444444439,3.0744444444444445,1.5844444444444443,1.63,1.451111111111111,0.97777777777777763,1.2411111111111111,1.6177777777777775,1.63,1.2477777777777777,0.84444444444444455,0.47888888888888914,1.0666666666666669,1.822222222222222,1.6166666666666663,0.73444444444444434,0.37222222222222201,0.41777777777777775,0.15666666666666668,0.38444444444444414,0.16888888888888884,0.23333333333333309,0.41666666666666669,0.64555555555555566,0.85555555555555529,0.6955555555555557,0.72333333333333327,0.61777777777777765,0.42333333333333356,0.22777777777777786,0,0.11666666666666675,0.16777777777777755,0.17777777777777753,0.31111111111111101,0.22222222222222221,0.33444444444444443,0.25,0.3455555555555555,0.5955555555555555,0.3611111111111111,0.36666666666666636,0.20666666666666661,1.666666666666651E-2,0.18333333333333318,0,0,0,0.32333333333333336,0.17888888888888882,8.3333333333333329E-2,0,0.31111111111111117,0.23333333333333328,5.5555555555555552E-2,0.15555555555555539,0,0,4.4444444444444287E-2,0.1722222222222223,0.30555555555555558,0.27222222222222214,0.51777777777777778,0.40555555555555539,6.6666666666666818E-2,0,5.5555555555555552E-2,0,0.2511111111111109,0.80555555555555558,0.47333333333333311,2.2222222222222143E-2,0.12777777777777763,0.71777777777777763,0.8666666666666667,0.71666666666666656,0.43555555555555536,0.12888888888888891,0.32777777777777772,0.27222222222222214,0.48888888888888893,0.69444444444444442,1.2288888888888887,0.92333333333333323,0.84444444444444444,0.28999999999999992,0.42222222222222211,0.6166666666666667,0.62777777777777777,0.22777777777777747,0.62777777777777766,1.5166666666666666,1.4911111111111108,1.1055555555555554,1.1011111111111112,2.14,2.0177777777777779,2.5277777777777772,1.7955555555555556,2.6388888888888888,3.0688888888888881,4.9633333333333329,6.2788888888888881,4.7144444444444433,5.4555555555555557,5.181111111111111,2.7288888888888883,3.3577777777777782,3.4911111111111111,4.206666666666667,3.5788888888888883,3.0466666666666664,3.0777777777777775,2.9966666666666661,2.5944444444444446,3.6799999999999997,4.9522222222222219,5.5955555555555554,6.0511111111111111,5.2277777777777779,5.5233333333333334,6.04,6.1277777777777782,6.217777777777779,6.8833333333333329,7.1688888888888886,7.083333333333333,7.3666666666666645,8.94,7.5299999999999994,6.9133333333333349,8.112222222222222,8.4611111111111104,8.9788888888888891,9.7522222222222226,9.93888888888889,7.4824999999999999,8.2912500000000016,9.6150000000000002,10.80625,9.4387500000000006,8.4775000000000009,8.6575000000000006,9.7012500000000017,11.221250000000001,12.7325,11.233750000000001,9.40625,11.989999999999998,13.80875,13.038749999999999,13.271250000000002,13.526249999999999,12.96875,12.813749999999999,13.732500000000002,12.398750000000001,12.59125,13.417500000000002,13.072500000000002,13.731249999999999,11.4,12.285,14.20125,14.9125,16.45,16.6675,15.762500000000001,18.344999999999999,17.114999999999998,16.726249999999997,17.501250000000002,15.6525,15.131249999999998,16.622499999999999,18.056249999999999,18.013750000000002,17.827500000000001,17.692500000000003,17.37,16.776250000000001,17.506250000000001,19.3,19.757499999999997,20.725000000000001,22.004999999999995,20.026250000000001,20,22.123749999999998,21.368750000000002,22.337499999999999,20.354999999999997,21.876250000000002,23.28125,23.96125,22.175000000000001,22.088749999999997,23.598749999999999,21.3675,22.585000000000001,22.080000000000002,21.807499999999997,20.768750000000001,20.956249999999997,18.608750000000001,19.536250000000003,22.61,23.966250000000002,22.2925]
["Sioux Lookout Hydro Electric Commission (Sioux Lookout and Hudson)","Sioux Lookout",36.192222222222227,38.42,35.53,34.232222222222219,35.555555555555557,35.087777777777781,32.953333333333333,33.973333333333329,32.544444444444444,29.505555555555556,30.66,35.098888888888887,36.147777777777776,37.048888888888889,34.865555555555552,35.046666666666667,34.403333333333336,37.137777777777778,38.761111111111113,38.698888888888888,37.287777777777777,34.998888888888892,35.943333333333342,34.565555555555562,35.582222222222221,33.261111111111106,33.121111111111105,33.198888888888888,35.448888888888888,38.86,36.977777777777781,37.56,36.9,36.077777777777783,35.364444444444445,33.714444444444446,34.582222222222221,34.033333333333331,33.619999999999997,34.725555555555559,34.415555555555557,35.233333333333334,34.777777777777771,33.044444444444444,35.333333333333336,33.137777777777771,31.047777777777778,30.379999999999995,33.50555555555556,34.576666666666661,32.921111111111117,31.849999999999998,32.825555555555553,31.928888888888892,30.112222222222229,32.81666666666667,34.24444444444444,35.063333333333333,31.000000000000007,25.75,31.916666666666668,32.171111111111117,31.098888888888887,31.616666666666674,31.171111111111113,28.704444444444441,30.693333333333335,27.28222222222222,23.594444444444441,21.474444444444444,22.76,23.15111111111111,20.41,20.527777777777779,23.811111111111117,22.378888888888888,21.271111111111111,21.87777777777778,22.955555555555552,22.588888888888889,21.02888888888889,22.382222222222222,22.821111111111108,22.305555555555557,24.810000000000002,25.200000000000003,23.784444444444446,23.36,20.361111111111107,18.345555555555556,18.154444444444444,19.178888888888892,19.787777777777777,20.237777777777779,21.106666666666669,22.279999999999998,20.724444444444444,18.548888888888893,18.462222222222223,17.854444444444443,17.708888888888893,16.41,14.798888888888889,15.385555555555555,15.873333333333331,14.709999999999999,16.116666666666667,16.394444444444446,16.5,15.417777777777779,15.468888888888889,13.951111111111111,14.172222222222221,13.821111111111112,13.621111111111112,14.305555555555555,13.263333333333334,13.124444444444444,12.016666666666667,11.238888888888887,11.346666666666669,12.412222222222223,11.828888888888889,12.927777777777779,12.127777777777778,10.512222222222224,8.2333333333333325,8.4066666666666663,11.523333333333333,11.468888888888889,9.8722222222222218,10.407777777777779,10.577777777777776,10.691111111111111,9.6422222222222231,9.1188888888888879,9.1855555555555579,7.1055555555555561,7.565555555555556,7.4511111111111115,7.2777777777777777,7.9188888888888886,5.7944444444444452,4.8122222222222213,5.3788888888888886,6.5844444444444434,7.1244444444444435,6.8166666666666664,4.7666666666666666,4.5355555555555549,7.0388888888888879,6.0344444444444445,5.572222222222222,5.5888888888888886,4.2233333333333327,4.7499999999999991,5.7566666666666659,3.5,4.3944444444444439,4.5455555555555556,4.9511111111111115,4.1277777777777773,3.9244444444444437,3.6111111111111112,2.5555555555555554,1.7999999999999998,2.5566666666666666,2.2111111111111108,2.3466666666666662,2.2122222222222221,2.9,1.7833333333333334,1.2344444444444447,0.68444444444444441,0.61222222222222222,1.7222222222222221,0.99,0.28333333333333344,1.5177777777777777,2.1177777777777775,2.0588888888888888,2.4833333333333334,2.1022222222222222,1.6500000000000001,1.3611111111111112,0.56666666666666687,0.41111111111111104,1.28,1.7222222222222223,1.8499999999999999,1.4744444444444444,1.0833333333333333,1.3166666666666667,1.8177777777777777,2.1555555555555554,1.5499999999999998,1.5111111111111111,1.4588888888888887,0.97222222222222221,0.31111111111111117,0.52444444444444427,0.69444444444444442,0.83333333333333337,1.0388888888888888,1.2611111111111111,0.61777777777777765,0.80555555555555536,0.95777777777777773,1.2000000000000002,0.76777777777777778,0.98444444444444434,0.73444444444444434,0.60555555555555529,1.1344444444444446,1.194444444444444,1.6388888888888888,1.5522222222222222,1.4899999999999998,1.7066666666666666,1.3055555555555558,0.99555555555555542,1.3555555555555552,0.88333333333333286,0.91111111111111098,1.1166666666666663,1.6166666666666667,1.5055555555555555,1.278888888888889,2.4499999999999993,3.1344444444444446,3.2288888888888887,2.1888888888888891,1.4511111111111108,1.1111111111111112,0.8666666666666667,1.3166666666666664,2.4722222222222223,2.083333333333333,1.6555555555555552,1.9688888888888887,2.0077777777777777,1.7833333333333334,1.5355555555555556,0.95666666666666655,1.1277777777777775,1.6188888888888886,2.8388888888888895,3.9833333333333334,3.3955555555555552,2.9733333333333332,3.8788888888888886,4.9111111111111105,5.3733333333333331,4.2699999999999996,5.206666666666667,6.24,5.956666666666667,8.2344444444444438,7.4233333333333338,6.2233333333333336,7.275555555555556,7.134444444444445,5.1622222222222227,7.2622222222222224,7.5077777777777772,7.6511111111111108,5.5000000000000009,5.8177777777777777,6.267777777777777,4.1833333333333336,4.6133333333333333,7.3277777777777766,8.2700000000000014,8.0188888888888883,8.7311111111111117,8.7333333333333325,8.9077777777777776,10.400000000000002,10.74,10.473333333333333,9.9344444444444449,9.9555555555555557,10.982222222222221,11.00111111111111,9.6333333333333346,9.6688888888888904,12.006666666666668,12.740000000000002,14.125555555555557,13.084444444444443,14.434444444444445,13.079999999999998,12.68,14.03875,14.94375,13.875,13.563750000000001,14.13625,13.568749999999998,15.069999999999999,16.573749999999997,18.024999999999999,17.431250000000002,14.696249999999999,17.138749999999998,17.162499999999998,15.876250000000001,15.294999999999998,16.208749999999998,17.69875,17.506250000000001,17.12,17.847499999999997,19.0075,19.962499999999999,20.103750000000002,18.835000000000001,18.717499999999998,20.11,21.587500000000002,21.8125,23.167499999999997,24.106249999999999,23.675000000000001,26.361249999999998,25.672499999999999,24.87,25.271249999999998,24.412499999999998,26.08,29.761249999999997,30.178750000000001,28.353749999999998,28.348749999999999,28.723749999999999,29.142500000000002,27.393750000000001,30.796250000000001,32.662500000000001,32.479999999999997,32.83,33.498749999999994,36.15625,36.74,35.90625,35.384999999999998,35.887500000000003,35.286250000000003,34.43,34.362500000000004,35.622500000000002,33.834999999999994,33.135000000000005,32.861249999999998,30.362500000000004,29.259999999999998,30.468750000000004,31.408749999999998,31.962499999999999,30.162500000000001,30.906250000000004,32.496250000000003,33.892499999999998,35.298750000000005,36.375,36.880000000000003]
["St. Thomas Energy Inc. (St. Thomas)","St Thomas",21.08,24.808888888888887,24.63333333333334,21.74666666666667,20.856666666666666,21.333333333333332,22.154444444444444,22.81666666666667,24.471111111111114,24.02333333333333,20.167777777777772,19.541111111111107,21.432222222222222,24.459999999999997,24.277777777777779,24.88,23.124444444444446,21.856666666666669,22.788888888888888,27.67,28.32,26.303333333333331,25.064444444444444,25.832222222222221,26.037777777777777,25.744444444444444,24.661111111111111,25.063333333333333,23.704444444444441,24.681111111111111,25.138888888888889,22.197777777777777,25.269999999999996,25.983333333333331,26.85,26.758888888888883,25.076666666666668,24.785555555555554,25.068888888888893,25.101111111111109,25.597777777777779,25.121111111111112,25.615555555555559,24.495555555555555,23.742222222222225,26.888888888888889,26.457777777777778,24.394444444444446,21.84888888888889,24.063333333333333,25.025555555555552,23.482222222222223,22.667777777777779,25.348888888888887,24.37777777777778,23.804444444444446,23.16,23.294444444444441,24.719999999999995,21,22.593333333333334,24.209999999999997,23.711111111111112,23.369999999999997,23.994444444444444,23.07,20.277777777777775,19.404444444444447,19.596666666666668,16.294444444444441,15.234444444444446,18.338888888888889,17.651111111111113,15.685555555555558,15.509999999999998,16.361111111111107,16.673333333333332,13.867777777777778,15.347777777777777,16.412222222222223,15.99,16.123333333333331,17.748888888888885,18.162222222222219,16.834444444444443,17.472222222222221,16.677777777777781,15.600000000000001,16.637777777777778,15.892222222222223,13.712222222222222,11.5,12.222222222222221,12.976666666666667,13.463333333333335,15.014444444444441,14.673333333333334,12.583333333333334,12.905555555555557,12.344444444444443,10.985555555555557,11.333333333333334,11.951111111111112,10.862222222222222,11.473333333333336,10.435555555555554,9.757777777777779,10.622222222222224,8.9577777777777783,8.7888888888888896,9.0344444444444445,9.5211111111111109,10.306666666666667,9.5122222222222224,9.4444444444444446,8.5911111111111111,8.0688888888888872,8.2566666666666677,9.3999999999999986,9.4066666666666663,8.1844444444444449,5.9455555555555568,5.4333333333333336,4.7955555555555556,5.3677777777777784,5.3455555555555554,5.8833333333333337,5.0733333333333341,3.8166666666666669,4.206666666666667,5.4611111111111121,5.8344444444444443,5.8366666666666669,6.666666666666667,5.652222222222222,4.833333333333333,6.8066666666666666,6.7622222222222232,5.7622222222222224,3.9355555555555557,3.8722222222222218,2.9222222222222221,3.9000000000000004,3.8177777777777777,3.0277777777777777,2.9844444444444442,1.7666666666666666,2.2555555555555555,2.2055555555555553,0.83333333333333337,1.54,2.6333333333333333,2.2222222222222223,2.6111111111111107,2.6911111111111108,2.4388888888888887,2.0844444444444443,2.6011111111111109,1.4633333333333332,1.6777777777777776,0.67777777777777759,0.91999999999999993,0.64444444444444449,0.72222222222222221,1.4333333333333333,1.5555555555555556,0.84444444444444444,0.12222222222222198,0.70666666666666655,0.92222222222222194,0.76777777777777778,0.51777777777777778,0,0.27222222222222214,0.42333333333333317,9.4444444444444206E-2,0.27222222222222214,2.2222222222222143E-2,0.29999999999999993,0.41666666666666669,0.6000000000000002,1.0466666666666662,1.0111111111111106,0.90666666666666684,0.78333333333333321,0.94555555555555537,6.7777777777777715E-2,2.7777777777777776E-2,0.27777777777777779,0.37888888888888889,0.27777777777777779,0.21111111111111094,0,0.25666666666666654,0.41777777777777758,0.43444444444444447,0.24000000000000002,0.46666666666666656,0.31333333333333335,0.17777777777777753,0.12222222222222198,6.7777777777777715E-2,5.5555555555555552E-2,0.11666666666666675,2.2222222222222143E-2,0.40111111111111103,0.31777777777777771,0,0,0.67222222222222228,0.47777777777777786,0.15111111111111106,4.4444444444444287E-2,0,0,0.12777777777777763,0.35555555555555546,0.85555555555555562,0.16111111111111104,0.21666666666666659,0.33444444444444421,0.1388888888888889,0.58333333333333337,0.36666666666666675,0.1888888888888888,0.54444444444444451,0.90666666666666673,0.79444444444444429,0.39444444444444432,0.22333333333333311,0.75555555555555565,0.58888888888888857,0.8455555555555555,0.60111111111111093,0.27333333333333304,0,0.16666666666666666,0.45555555555555549,0.81111111111111101,1.0011111111111108,0.91888888888888887,0.41777777777777758,0.51222222222222213,0.53999999999999992,0.58888888888888902,0.27888888888888907,0.36111111111111094,0.50111111111111084,1.602222222222222,1.5,1.0833333333333333,0.98666666666666658,1.5055555555555555,1.4844444444444445,2.0777777777777775,2.112222222222222,2.9288888888888889,3.4188888888888886,4.8033333333333328,5.0277777777777777,4.1166666666666671,3.3411111111111103,3.8111111111111109,2.4788888888888891,1.902222222222222,3.6733333333333338,3.6911111111111108,2.6777777777777771,2.3444444444444441,2.9344444444444444,2.7133333333333334,2.8733333333333331,3.8233333333333328,4.9177777777777774,5.9122222222222218,6.4511111111111097,5.4333333333333336,5.4811111111111108,5.6188888888888888,5.2333333333333334,6.3944444444444439,5.905555555555555,5.7122222222222225,6.8733333333333331,6.7388888888888898,7.5777777777777766,6.735555555555556,6.8522222222222222,7.7555555555555555,7.8166666666666673,8.4877777777777776,10.085555555555556,9.7166666666666668,8.1887499999999989,8.7850000000000001,9.6262500000000006,9.5562500000000004,8.3512500000000003,7.875,8.4875000000000007,10.822500000000002,11.3125,13.115,10.882500000000002,9.4449999999999985,13.090000000000002,13.643750000000001,13.025000000000002,13.190000000000001,13.22625,12.92,12.284999999999998,12.839999999999998,12.17,13.215000000000002,12.42,12.88125,12.952500000000001,11.73875,13.557500000000001,15.145,15.581250000000001,17.0075,16.162500000000001,15.355,16.6875,15.324999999999999,16.268750000000001,17.298749999999998,15.95125,16.39875,17.487499999999997,19.005000000000003,17.440000000000001,16.399999999999999,17.993749999999999,17.611250000000002,17.173750000000002,17.02375,19.83625,20.992500000000003,21.473750000000003,21.118749999999999,19.52375,21.87875,22.061250000000001,21.54,20.8825,19.046250000000001,19.754999999999999,21.762499999999999,21.355,21.504999999999999,20.231249999999999,20.956249999999997,19.704999999999998,20.048750000000002,20.748750000000001,20.611250000000002,20.91375,20.141250000000003,17.987499999999997,20.241249999999997,21.55,22.175000000000001,20.898749999999996]
["Thunder Bay Hydro (Thunder Bay)","Thunder Bay",32.016666666666673,34.794444444444444,32.077777777777783,30.142222222222227,31.166666666666671,31.086666666666662,29.632222222222222,30.064444444444444,31.298888888888889,27.954444444444441,26.605555555555554,30.794444444444448,31.768888888888892,31.472222222222229,30.969999999999995,30.192222222222224,29.774444444444441,32.880000000000003,35.836666666666666,35.666666666666671,34.175555555555555,31.766666666666669,31.711111111111109,31.682222222222222,33.238888888888887,30.111111111111111,29.705555555555559,31.20888888888889,31.677777777777781,35.022222222222226,33.13666666666667,33.011111111111113,33.677777777777777,33.153333333333336,33.11333333333333,31.698888888888892,32.736666666666665,31.872222222222224,32.476666666666659,31.622222222222224,30.766666666666669,31.126666666666665,31.047777777777778,28.95888888888889,31.042222222222222,31.89222222222222,30.387777777777778,27.183333333333337,29.364444444444441,30.511111111111106,30.187777777777779,28.66,29.205555555555552,29.354444444444443,27.615555555555556,29.875555555555554,31.371111111111109,31.398888888888887,30.022222222222222,22.25,28.453333333333333,29.003333333333337,29.486666666666665,30.799999999999997,30.761111111111106,26.68888888888889,25.784444444444446,25.718888888888884,23.549999999999997,19.721111111111114,21.255555555555556,23.14777777777778,19.972222222222221,19.425555555555555,21.73,21.577777777777776,21.222222222222225,19.904444444444447,20.887777777777774,21.346666666666668,20.055555555555557,21.15111111111111,21.493333333333332,20.65111111111111,22.62222222222222,22.604444444444443,21.394444444444446,21.076666666666668,19.621111111111112,17.482222222222223,17.37,17.992222222222225,15.888888888888889,17.891111111111108,19.311111111111114,19.898888888888891,18.794444444444441,17.597777777777779,17.395555555555557,17.516666666666666,16.423333333333332,15.755555555555553,15.503333333333334,15.004444444444443,15.201111111111111,14.096666666666668,15.33,15.311111111111112,15.896666666666667,16.135555555555555,14.747777777777779,15.761111111111111,14.125555555555556,13.143333333333334,13.47111111111111,13.30777777777778,14.681111111111111,14.523333333333333,12.436666666666667,12.864444444444445,11.055555555555555,12.087777777777781,11.647777777777778,11.841111111111111,11.634444444444444,11.175555555555555,10.555555555555555,9.6344444444444441,10.156666666666668,11.461111111111112,10.066666666666666,10.288888888888888,11.227777777777776,9.9999999999999982,9.2188888888888894,9.7844444444444445,10.29,9.2522222222222226,7.4844444444444447,7.1400000000000006,8.0066666666666677,8.3955555555555552,7.6388888888888902,5.7,5.8122222222222222,6.4644444444444451,7.1688888888888886,6.8422222222222224,6.3944444444444439,4.4666666666666668,7.1244444444444452,5.6966666666666663,6.5277777777777786,6.7844444444444436,5.0755555555555558,5.129999999999999,6.6177777777777784,5.96,4.7255555555555553,5.133333333333332,4.8122222222222222,5.6055555555555561,4.5611111111111118,4.2944444444444452,3.1588888888888889,3.6955555555555555,3.4966666666666661,2.4622222222222225,2.4188888888888891,2.6855555555555557,3.9222222222222221,2.7511111111111108,2.3188888888888886,3.6311111111111112,2.3055555555555554,1.8855555555555554,2.74,1.9666666666666666,2.0999999999999996,1.8188888888888886,2.0566666666666666,2.9000000000000004,3.1066666666666665,1.8022222222222222,1.072222222222222,0.77888888888888863,0.33888888888888896,1.2444444444444445,1.5388888888888888,1.3622222222222222,2.1222222222222222,1.2444444444444445,1.2,1.2233333333333334,1.9944444444444445,2.0122222222222224,1.1777777777777778,0.97777777777777786,0.57999999999999985,0.70666666666666655,0.99,1.4722222222222221,1.1511111111111108,0.56222222222222173,1.0555555555555556,1.04,0.69999999999999973,1.0922222222222222,1.2577777777777779,0.83444444444444421,0.66666666666666663,1.2522222222222221,0.51111111111111107,0.53333333333333344,0.63111111111111085,1.2666666666666668,1.1722222222222221,1.3944444444444446,1.3066666666666664,1.1400000000000001,0.96222222222222209,1.4077777777777776,1.0055555555555555,0.9277777777777777,1.0122222222222221,1.7444444444444442,1.4388888888888889,0.66777777777777758,1.1444444444444446,2.0388888888888892,2.8666666666666667,3.8055555555555554,3.0444444444444443,1.4555555555555557,1.0677777777777777,1.5611111111111107,1.5788888888888888,1.8722222222222225,2.4444444444444446,2.1911111111111108,2.2066666666666666,1.9499999999999997,2,1.8611111111111112,1.6955555555555555,1.8555555555555552,2.8111111111111113,3.9622222222222216,4.13,3.4511111111111115,3.5011111111111108,4.0166666666666657,5.0066666666666659,5.4111111111111105,4.4411111111111099,6.0844444444444443,5.4788888888888891,7.474444444444444,8.7455555555555549,6.7566666666666668,7.7311111111111108,7.8133333333333326,5.8277777777777784,7.206666666666667,7.1111111111111098,7.1499999999999995,6.4933333333333332,6.3066666666666666,6.7511111111111113,5.29,4.9444444444444438,6.434444444444444,8.7388888888888872,9.301111111111112,9.7666666666666657,9.1911111111111108,8.9955555555555566,8.9944444444444454,10.401111111111112,9.7788888888888881,9.5966666666666676,8.3500000000000014,9.4788888888888891,10.801111111111112,10.273333333333333,10.100000000000001,10.990000000000002,12.296666666666667,12.218888888888889,12.978888888888889,13.038888888888888,12.86,11.313333333333333,12.907499999999999,14.858750000000001,13.700000000000001,14.2925,13.0025,13.373750000000001,13.80625,15.21,17.26125,15.758749999999999,13.995000000000001,15.938750000000001,15.945,14.431250000000002,15.532500000000001,15.18375,15.887500000000001,14.936249999999998,15.675000000000001,17.23875,17.698750000000004,18.037500000000001,17.893750000000001,18.55,15.982499999999998,17.145,19.605,20.412499999999998,20.92625,22.418750000000003,20.431250000000002,23.326250000000002,23.771250000000002,21.276250000000001,22.12,21.437500000000004,21.434999999999999,25.773750000000003,26.355,24.6875,24.017500000000002,25.218750000000004,26.618749999999999,25.530000000000005,25.6175,27.76125,29.11,29.598750000000003,29.523750000000003,32.100000000000009,32.261249999999997,32.022500000000001,30.64875,31.618749999999995,29.596250000000001,30.023750000000003,30.28,32.644999999999996,31.423749999999998,28.802500000000002,30.003749999999997,27.255000000000006,24.036249999999999,26.688750000000002,27.442499999999999,26.751250000000002,26.336250000000003,26.487500000000001,27.443749999999998,29.425000000000001,31.542500000000004,31.266249999999999,32.143750000000004]
["Tillsonburg Hydro Inc. (Tillsonburg)","Tillsonburg",20.77,24.772222222222222,24.84333333333333,20.84888888888889,20.533333333333331,20.66,21.923333333333332,22.355555555555554,24.393333333333331,23.858888888888892,19.537777777777777,19.593333333333334,21.200000000000003,24.411111111111111,24.221111111111114,23.90444444444444,22.202222222222222,21.48,22.444444444444446,27.358888888888888,28.11,25.248888888888885,25.632222222222225,26.049999999999997,25.422222222222224,25.414444444444442,24.125555555555554,24.821111111111112,23.216666666666661,24.187777777777779,24.904444444444444,21.797777777777778,24.677777777777777,25.776666666666664,26.24,26.554444444444446,25.397777777777776,24.671111111111113,25.037777777777777,25.194444444444443,25.81,25.060000000000002,26.06666666666667,24.661111111111111,23.261111111111109,27.253333333333337,26.628888888888888,24.119999999999997,21.321111111111115,23.771111111111111,24.621111111111109,22.89777777777778,22.492222222222221,24.598888888888887,24.151111111111113,23.358888888888892,22.56111111111111,22.666666666666668,24.455555555555552,21.3,22.504444444444445,23.91555555555556,23.104444444444447,23.086666666666662,23.816666666666663,23.097777777777779,19.966666666666669,19.232222222222223,19.72666666666667,16.644444444444446,15.328888888888891,18.163333333333334,17.752222222222223,15.800000000000002,15.578888888888891,16.482222222222223,16.556666666666668,14.304444444444446,15.511111111111113,16.315555555555555,15.709999999999999,15.944444444444445,17.514444444444443,17.927777777777777,17.085555555555555,17.698888888888888,16.809999999999999,15.912222222222219,16.605555555555558,15.891111111111112,13.628888888888888,11.601111111111111,12.256666666666668,12.767777777777777,13.084444444444443,14.90111111111111,14.717777777777778,12.86888888888889,12.938888888888888,12.241111111111113,10.963333333333333,11.887777777777776,12.41888888888889,11.165555555555557,11.412222222222221,10.717777777777776,9.9499999999999993,10.683333333333334,8.9577777777777783,8.9611111111111104,9.0111111111111111,10.002222222222223,10.61888888888889,9.9611111111111121,9.8555555555555561,8.8077777777777779,8.8411111111111111,8.3844444444444441,9.7622222222222224,9.6177777777777802,8.3455555555555563,6.0744444444444454,5.7788888888888899,5.3511111111111118,5.6122222222222211,6.0277777777777777,6.5355555555555567,5.551111111111112,4.0844444444444452,4.54,5.6222222222222218,6.1222222222222218,6.7111111111111121,6.767777777777777,5.6455555555555552,4.9388888888888891,6.1911111111111108,7.7844444444444445,6.8566666666666665,5.0066666666666668,4.1033333333333335,3.273333333333333,3.6166666666666663,3.4911111111111115,3.0277777777777777,2.8277777777777779,1.7666666666666666,2.25,2.0844444444444443,1.4000000000000001,1.4388888888888891,2.6066666666666669,2.3944444444444439,2.5111111111111111,2.9166666666666665,3.03,2.1055555555555561,2.7733333333333334,1.7677777777777779,1.7777777777777777,1.0388888888888888,0.77777777777777735,0.27777777777777779,0.48333333333333328,1.1444444444444444,1.3177777777777782,1.0999999999999999,5.5555555555555552E-2,0.49,0.95555555555555527,1.0055555555555555,0.81666666666666643,0.13555555555555543,0.21111111111111094,0.43333333333333318,5.5555555555556347E-3,0.16666666666666666,0,0.33333333333333331,0.56111111111111123,0.65111111111111108,2.911111111111111,0.91444444444444428,0.8566666666666668,0.67444444444444451,0.96666666666666656,0.41111111111111104,8.3333333333333329E-2,0.27222222222222214,0.23888888888888873,0.23444444444444437,0.26666666666666672,6.1111111111111192E-2,0.33444444444444443,0.53888888888888864,0.48333333333333328,0.16666666666666666,0.51777777777777778,0.48333333333333328,0.28888888888888864,0.46111111111111114,0.1722222222222223,3.3333333333333409E-2,2.2222222222222143E-2,1.666666666666651E-2,0.3455555555555555,0.41666666666666669,9.9999999999999839E-2,0,0.56777777777777771,0.58333333333333337,0.1888888888888888,0.11222222222222239,0,0,6.1111111111111192E-2,0.18333333333333318,0.68333333333333335,0.42777777777777792,0.41666666666666669,0.40111111111111103,7.7777777777777696E-2,0.52777777777777779,0.43888888888888883,0.27333333333333343,0.73333333333333306,0.90111111111111108,0.70000000000000007,0.56111111111111101,0.18333333333333318,0.87222222222222234,0.7666666666666665,0.84444444444444444,0.45555555555555571,0.24444444444444435,7.8888888888888981E-2,0.21111111111111094,0.46777777777777746,0.83333333333333337,1.0233333333333332,0.92888888888888888,0.48888888888888893,0.6777777777777777,0.5722222222222223,0.64444444444444438,0.38999999999999996,0.35777777777777764,0.5955555555555555,1.6333333333333335,1.951111111111111,1.2911111111111113,1.3444444444444443,2.0111111111111111,1.7022222222222221,2.3233333333333328,2.4122222222222214,3.1566666666666667,3.856666666666666,5.4177777777777782,5.5122222222222224,4.7688888888888892,4.3233333333333333,4.5233333333333334,2.7888888888888892,2.0666666666666664,3.8833333333333337,3.8666666666666663,3.2411111111111106,2.5777777777777775,3.0955555555555545,3.1666666666666665,3.0344444444444445,3.7399999999999998,4.8555555555555561,6.0011111111111113,6.1966666666666663,5.767777777777777,5.6733333333333329,5.866666666666668,5.9844444444444438,6.4233333333333338,6.4511111111111115,6.4522222222222219,7.2355555555555542,7.2744444444444447,8.2166666666666668,6.93,6.8011111111111111,8.1355555555555572,7.9133333333333331,8.4944444444444436,10.023333333333333,10.184444444444445,8.3324999999999996,8.4837500000000006,9.8387499999999974,9.5500000000000007,8.8025000000000002,7.9,8.7512500000000006,11.125000000000002,11.2325,13.035,10.926250000000001,9.8949999999999996,12.827499999999999,13.926250000000001,13.34375,13.013750000000002,13.53125,13.040000000000001,12.557499999999999,13.22625,12.25,13.157500000000001,12.420000000000002,12.64625,13.107500000000002,11.327500000000001,13.175000000000001,15.321249999999999,15.39,16.875000000000004,16.182500000000001,15.209999999999999,16.78875,15.662500000000001,16.012500000000003,16.993749999999999,14.40625,15.88875,17.201250000000002,19.099999999999998,17.308749999999996,16.324999999999999,17.443749999999998,17.543749999999999,16.797499999999999,16.69875,19.310000000000002,20.278750000000002,21.342499999999998,21.529999999999998,19.029999999999998,20.956250000000001,21.555,21.711249999999996,20.8675,18.875,19.738750000000003,21.591250000000002,20.787499999999998,20.9925,20.11375,21.118750000000002,19.568749999999998,20.262500000000003,20.7075,20.306250000000002,20.13,19.598749999999999,17.48875,19.592500000000001,21.793750000000003,21.685000000000002,20.3]
["Toronto Hydro Electric System (Toronto)","Toronto ",20.994999999999997,24.310000000000002,25.104999999999997,21.916999999999994,20.690999999999999,20.585000000000001,21.452000000000002,21.94,21.601000000000003,22.235999999999997,19.814,19.741000000000003,21.264999999999997,22.904999999999998,22.709000000000003,23.529,22.434999999999995,21.416000000000004,22.916999999999998,26.475000000000001,27.429000000000002,25.645999999999997,24.707000000000001,25.464999999999996,24.39,23.690999999999999,22.968,23.286999999999999,23.66,23.143000000000004,23.285,21.343,23.619,23.155999999999999,24.443999999999999,24.431000000000001,23.488999999999997,23.35,24.263000000000002,23.891000000000002,24.430000000000003,25.062000000000001,24.826000000000001,26.224,24.259999999999998,25.428000000000004,23.832000000000001,23.240000000000002,22.12,22.26,22.417000000000002,22.127999999999997,21.683,23.207000000000001,22.556000000000004,22.473000000000003,22.902999999999999,22.036999999999995,22.481000000000002,19.753333333333334,22.249000000000002,23.018999999999998,22.333000000000002,22.381,23.154,21.423999999999999,18.686,17.645000000000003,17.431000000000001,15.994999999999999,13.985999999999999,16.672000000000004,16.914999999999999,14.928999999999998,14.471,15.741000000000003,16.34,14.571000000000002,15.371,17.37,16.353999999999999,15.86,17.701999999999998,18.338999999999999,16.648999999999997,16.909000000000002,16.527999999999999,14.611000000000001,15.795999999999998,15.142000000000001,12.852,12.257999999999999,12.353,13.581,13.635,15.165000000000001,14.690000000000001,13.038,12.970999999999998,13.134,12.127000000000001,11.717000000000001,11.696000000000002,11.139000000000001,10.791,10.631000000000002,9.1810000000000009,9.5610000000000017,7.8760000000000003,8.3870000000000005,8.6650000000000009,9.0379999999999985,9.1150000000000002,9.2460000000000004,9.9850000000000012,8.9870000000000001,9.1620000000000008,7.8090000000000002,9.5109999999999992,9.0960000000000001,8.0329999999999995,6.3659999999999997,6.1419999999999986,5.5750000000000002,5.3860000000000001,5.5469999999999997,5.766,5.2769999999999992,4.1379999999999999,4.7359999999999998,5.5009999999999994,5.4649999999999999,5.8310000000000004,5.4,5.3770000000000007,5.2480000000000002,6.08,6.7810000000000006,5.621999999999999,3.54,3.1270000000000002,2.6379999999999999,2.3759999999999994,2.5009999999999999,2.0549999999999997,2.1850000000000001,1.675,2.306,2.3959999999999999,0.83600000000000008,0.81499999999999984,2.3869999999999996,2.2400000000000002,1.8859999999999999,2.12,2.141,1.996,1.8109999999999999,1.7749999999999999,1.8160000000000001,1.42,1.1759999999999999,0.29499999999999993,0.65,0.86999999999999988,0.99199999999999999,0.27599999999999997,0,0.43599999999999978,0.81500000000000006,1.06,0.55499999999999972,1.4999999999999857E-2,0.16099999999999995,0.18999999999999986,0,4.4999999999999929E-2,0,0.24000000000000005,0.38499999999999995,0.27500000000000002,0.40599999999999986,0.32600000000000018,0.10500000000000007,0.21000000000000013,0.22500000000000001,9.4999999999999932E-2,0,0.1,8.9999999999999858E-2,0,0.13000000000000006,0,0.16099999999999995,0.1,4.4999999999999929E-2,0.11600000000000002,0.11999999999999993,6.0999999999999943E-2,0,0.05,0,0,0,0,6.9999999999999923E-2,5.0000000000000712E-3,0,0,7.4999999999999997E-2,0.14699999999999988,0,0,0,0,0,3.9999999999999855E-2,0.1009999999999998,0,1.9999999999999928E-2,0.1,8.5999999999999938E-2,0.41500000000000004,5.0000000000000712E-3,0,0.22199999999999989,0.41999999999999993,8.9999999999999858E-2,0.15500000000000008,0,0.57499999999999996,0.30500000000000005,0.3,0.10500000000000007,5.0000000000000712E-3,0,0,0.19600000000000009,0.39699999999999991,0.54499999999999993,0.31699999999999984,0.11000000000000014,0.30500000000000005,0.23000000000000007,0.15,1.0999999999999944E-2,6.0999999999999943E-2,0.4,1.155,0.84999999999999987,0.47000000000000008,0.6519999999999998,1.296,0.8899999999999999,1.0979999999999999,1.3099999999999998,2.1409999999999996,2.5009999999999999,4.048,4.3209999999999997,3.0900000000000007,3.3609999999999998,3.3969999999999998,1.952,1.3659999999999999,2.79,2.875,2.3349999999999995,2.3159999999999998,2.8609999999999998,2.41,1.8660000000000001,2.7759999999999998,3.403,5.0999999999999996,5.2610000000000001,4.4870000000000001,4.9429999999999996,4.9319999999999995,4.9409999999999998,5.0019999999999998,5.2760000000000007,5.8849999999999998,6.5400000000000009,6.5519999999999996,7.1130000000000013,7.05,6.7369999999999992,7.6120000000000001,7.2650000000000006,7.556,8.2420000000000009,8.1810000000000009,6.641,8.0759999999999987,9.4449999999999985,9.5769999999999982,9.1199999999999992,8.4150000000000009,9.5910000000000011,10.545999999999999,10.686999999999999,10.970000000000002,10.55,9.9809999999999981,11.19,11.816999999999998,11.222,11.510000000000002,11.225999999999999,11.540000000000001,11.496,12.067,11.821999999999999,12.672999999999998,12.315,12.395999999999999,12.876999999999999,11.02,12.166,13.645,14.476999999999999,14.685999999999998,15.136000000000001,15.425999999999998,16.648000000000003,16.079000000000001,16.812999999999999,16.274999999999999,14.434999999999999,14.206999999999999,15.574000000000002,17.881000000000004,16.395000000000003,15.435999999999998,16.608999999999998,16.335000000000001,16.018999999999998,16.405000000000001,18.009,19.119,19.695,19.544999999999998,18.622999999999998,19.831,20.359000000000002,19.707000000000001,19.82,19.055,20.083999999999996,20.984000000000002,20.367999999999995,21.027999999999999,20.880000000000003,20.824000000000002,19.304000000000002,18.73,19.026000000000003,18.649000000000004,18.637999999999998,18.731000000000002,17.369999999999997,19.021000000000001,20.331,21.04,20.100000000000001]
["Veridian (Ajax, Beaverton, Belleville, Bowmanville, Cannington, Gravenhurst, Newcastle, Orono, Pickering, Port Hope, Port Perry, Sunderland and Uxbridge)","Pickering",20.283333333333335,25.454444444444444,25.955555555555559,21.444444444444443,20.448888888888884,20.233333333333334,22.658888888888889,22.272222222222222,21.971111111111114,22.86,19.845555555555553,19.254444444444445,21.184444444444445,23.81,23.643333333333331,24.393333333333334,23.161111111111111,20.988888888888891,21.198888888888888,25.722222222222218,26.757777777777775,25.355555555555558,24.605555555555554,25.555555555555557,23.894444444444442,25.477777777777774,23.093333333333334,22.904444444444451,24.288888888888888,23.888888888888889,25.327777777777776,22.94222222222222,24.27,25.042222222222222,25.798888888888893,24.93888888888889,23.68333333333333,23.798888888888893,24.799999999999997,25.442222222222224,24.205555555555552,24.915555555555557,23.265555555555554,24.926666666666669,22.994444444444447,25.938888888888886,24.505555555555556,23.654444444444444,21.955555555555556,22.643333333333331,24.137777777777778,23.12222222222222,21.205555555555559,23.511111111111113,23.200000000000003,23.048888888888886,22.03222222222222,20.916666666666668,24.227777777777774,21.95,21.805555555555557,22.437777777777779,23.408888888888889,22.501111111111115,22.86666666666666,22.583333333333332,19.950000000000003,18.722222222222225,19.042222222222222,16.678888888888892,14.667777777777777,17.327777777777776,18.88111111111111,16.473333333333336,15.234444444444442,17.411111111111111,18.417777777777779,15.964444444444446,16.167777777777776,16.752222222222223,16.405555555555551,16.427777777777777,18.287777777777777,18.748888888888889,17.254444444444445,17.911111111111111,17.772222222222226,14.893333333333333,15.666666666666666,15.722222222222221,14.893333333333336,13.355555555555554,12.833333333333332,12.838888888888889,13.226666666666667,15.034444444444444,14.734444444444446,13.906666666666666,13.323333333333332,12.156666666666668,12.223333333333334,12.905555555555557,13.245555555555557,12.183333333333332,12.03888888888889,12.015555555555556,10.261111111111111,10.878888888888888,11.288888888888888,10.6,12.81111111111111,11.663333333333334,12.46111111111111,12.316666666666666,10.983333333333333,9.767777777777777,9.0633333333333326,10.095555555555556,10.472222222222221,9.956666666666667,9.0722222222222229,7.2177777777777772,8.0111111111111111,7.0788888888888888,6.9733333333333336,8.3288888888888906,7.8055555555555554,7.7888888888888879,6.1955555555555559,6.3455555555555554,7.3111111111111109,7.5677777777777759,6.3999999999999995,6.6733333333333338,5.4166666666666661,6.8233333333333333,7.2566666666666668,7.25,7.5555555555555554,7.5333333333333332,6.6288888888888886,4.5611111111111109,5.7888888888888888,3.5833333333333335,2.7333333333333334,2.3899999999999997,2.427777777777778,3.0166666666666666,3.1511111111111112,1.9400000000000002,1.6555555555555554,4.666666666666667,4.583333333333333,3.1888888888888887,6.8833333333333329,6.7788888888888899,4.6944444444444446,4.5611111111111109,2.7000000000000006,3.5733333333333328,3.1799999999999997,4.9277777777777771,2.2633333333333332,4.9066666666666663,4.8033333333333328,3.0122222222222224,0.91666666666666652,2.2000000000000002,0.50111111111111084,2.5277777777777777,7.2388888888888898,5.2666666666666666,2.5611111111111113,2.1388888888888888,2.0555555555555554,2,2.3555555555555556,4.1566666666666663,2.2222222222222223,2.4444444444444446,0.56777777777777794,0.88888888888888884,0.59444444444444455,0.47222222222222221,0.25,2.5333333333333332,4.3055555555555554,4,2,0.16666666666666666,0.43444444444444447,0.35000000000000003,2.1444444444444444,2.1666666666666665,2.1111111111111112,4.1111111111111107,2.1722222222222225,0.51222222222222213,0.70000000000000007,0.20666666666666661,0.25,2.2222222222222223,2.0611111111111113,4.0555555555555554,2.04,2.2166666666666668,4.2111111111111112,4.155555555555555,2,2.1500000000000004,0.36666666666666675,0.17888888888888882,2.0611111111111113,2,0,0.1111111111111111,2.1888888888888887,0.27222222222222214,0.33333333333333331,2.4000000000000004,0.22222222222222221,0.27777777777777779,0.45000000000000007,0.33888888888888896,0.16222222222222193,0.26111111111111085,0.89555555555555566,2.4611111111111108,2.6388888888888888,2.0677777777777777,2.6500000000000004,2.6444444444444444,0.99666666666666659,0.5,2.3577777777777778,4.1355555555555554,2.1055555555555556,2.0611111111111113,2.3122222222222222,1.0855555555555556,1.0444444444444445,2.778888888888889,2.0833333333333335,2.5,0.58333333333333337,0.44444444444444442,2.3055555555555554,0.7666666666666665,3.5844444444444443,1.7666666666666666,1.1455555555555554,1.412222222222222,1.5277777777777777,3.7011111111111115,1.7288888888888887,3.7888888888888892,6.6122222222222211,7.6355555555555554,5.927777777777778,6.9111111111111114,6.3611111111111107,7.3955555555555561,8.5844444444444452,5.15,6.083333333333333,5.8177777777777777,5.9611111111111104,5.083333333333333,6.3011111111111111,7.2277777777777779,2.7055555555555557,2.1222222222222218,3.434444444444444,6.1788888888888884,7.1733333333333338,7.405555555555555,7.1955555555555542,7.4111111111111114,8.6444444444444439,8.990000000000002,7.9555555555555548,8.913333333333334,6.5277777777777777,7.3000000000000007,7.616666666666668,8.6833333333333336,9.4344444444444449,8.3166666666666682,8.8388888888888886,10.945555555555556,9.9011111111111134,10.55777777777778,9.7277777777777779,10.53125,11.15875,10.0875,10.532500000000001,11.414999999999999,8.92,8.6187500000000004,10.293749999999999,11.426250000000001,13.731249999999999,12.706250000000001,10.646249999999998,12.2,14.66375,14.025,14.075000000000001,14.637499999999999,14.137499999999999,13.440000000000001,13.407500000000001,11.64625,12.68125,13.53875,14.01375,15.875,13.91375,12.995000000000001,14.34375,15.087499999999999,16.221249999999998,16.826249999999998,16.145,16.818749999999998,15.4925,16.357500000000002,17.236250000000002,15.7125,15.89875,16.6175,17.962500000000002,17.752499999999998,17.067499999999999,18.24625,17.787500000000001,16.352499999999999,16.731249999999999,18.555,19.42625,19.995000000000001,20.826249999999998,19.768749999999997,20.743749999999999,21.2425,20.543749999999999,19.96875,20.037500000000001,19.556250000000002,22.006250000000001,22.75,20.592499999999998,19.717500000000001,21.653749999999999,20.661249999999999,21.387500000000003,20.28125,21.075000000000003,19.518750000000001,19.329999999999998,19.324999999999999,19.126250000000002,21.650000000000002,22.461250000000003,21.1]
["Wasaga Distribution Inc. (Wasaga Beach)","Collingwood",21.407777777777781,24.726666666666667,25.409999999999997,21.073333333333331,19.884444444444441,19.84,21.988888888888887,21.774444444444445,22.184444444444445,22.334444444444447,19.378888888888891,19.36,21.307777777777776,23.65,23.13666666666667,24.622222222222224,23.788888888888891,21.071111111111108,22.355555555555554,27.847777777777779,28.502222222222219,26.898888888888891,25.369999999999997,26.450000000000003,25.582222222222221,25.171111111111109,23.854444444444439,24.271111111111111,23.485555555555557,24.077777777777772,24.554444444444446,23.258888888888887,23.904444444444447,24.24,24.906666666666666,25.365555555555559,23.573333333333334,24.262222222222224,24.75555555555556,23.833333333333336,24.33111111111111,24.154444444444444,25.632222222222222,25.164444444444445,22.927777777777781,25.714444444444446,24.998888888888889,22.771111111111107,21.495555555555558,23.325555555555557,24.13333333333334,23.695555555555558,23.388888888888893,24.284444444444446,23.593333333333337,23.154444444444447,23.677777777777777,22.943333333333332,25.487777777777783,23.875,23.493333333333332,23.698888888888888,22.783333333333335,23.664444444444445,24.704444444444441,22.887777777777774,18.748888888888889,18.97,20.015555555555558,15.950000000000001,13.864444444444443,17.644444444444442,17.37222222222222,15.651111111111113,16.63,18.733333333333334,17.203333333333333,15.393333333333333,16.194444444444443,17.594444444444449,16.861111111111111,17.421111111111113,20.12777777777778,19.094444444444449,17.089999999999996,18.083333333333332,17.684444444444445,16.503333333333334,17.437777777777779,17.243333333333332,14.897777777777776,13.228888888888889,12.638888888888889,12.653333333333332,13.182222222222224,15.611111111111111,15.384444444444446,14.587777777777777,14.223333333333333,13.012222222222222,12.81111111111111,13.405555555555553,14.083333333333334,13.355555555555556,12.446666666666667,11.695555555555556,10.333333333333336,12.452222222222224,9.9055555555555532,9.9888888888888889,9.5677777777777777,10.402222222222223,10.50111111111111,10.42,11.39,9.6588888888888889,10.488888888888887,8.5222222222222221,10.294444444444444,10.472222222222221,7.8166666666666664,6.6733333333333338,7.1222222222222218,5.8722222222222218,7.3011111111111102,7.7522222222222217,8.8133333333333344,6.3277777777777784,6.0844444444444452,6.594444444444445,8.1300000000000008,7.2022222222222219,7.1022222222222213,7.4011111111111108,8.5788888888888888,6.9555555555555548,9.6955555555555559,8.9688888888888894,6.8688888888888897,6.568888888888889,6.9333333333333336,6.1222222222222227,5.9622222222222216,4.9677777777777772,3.9388888888888891,3.6644444444444439,3.3777777777777778,3.8511111111111109,3.75,2.2188888888888889,1.994444444444444,3.6955555555555559,2.7111111111111108,3.3055555555555554,4.0111111111111111,3.7066666666666666,4.362222222222222,4.3500000000000005,2.9122222222222218,2.152222222222222,2.4533333333333336,2.6333333333333333,2.427777777777778,1.9955555555555557,2.4022222222222225,2.706666666666667,1.8122222222222222,0.7122222222222222,1.3677777777777775,1.9833333333333334,2.4833333333333334,1.7422222222222219,0.68888888888888877,0.88444444444444459,0.6777777777777777,0.38888888888888867,1.2055555555555553,0.59777777777777763,0.32222222222222208,0.5166666666666665,0.88888888888888884,1.0122222222222224,1.3411111111111116,1.1177777777777775,1.273333333333333,0.81777777777777727,0.27888888888888869,0.28999999999999992,0.35555555555555546,0.43333333333333335,0.46777777777777768,0.53444444444444428,0.36222222222222222,0.14555555555555541,0.37333333333333329,0.3788888888888885,0.46222222222222226,0.46888888888888874,0.23333333333333309,0.23888888888888873,0.23444444444444437,0.21222222222222223,0.15666666666666668,6.7777777777777715E-2,2.2222222222222143E-2,0.41666666666666669,0,0,0,0.1888888888888888,0.32222222222222208,0.45666666666666661,0.38333333333333325,0,0,0,7.8888888888888981E-2,0.24444444444444435,0.24666666666666653,0.48444444444444457,0.18666666666666665,0.18333333333333318,0.42777777777777792,0.27444444444444432,6.1111111111111192E-2,0.70000000000000007,0.9277777777777777,0.23888888888888873,0.31111111111111078,0.58333333333333337,0.92333333333333334,0.75666666666666649,0.87333333333333307,0.62333333333333329,8.3333333333333329E-2,0.19111111111111098,7.7777777777777696E-2,0.62777777777777777,1.0566666666666666,0.92999999999999972,0.98333333333333306,0.43999999999999972,0.51777777777777778,0.5955555555555555,0.60000000000000009,0.22777777777777747,0.22222222222222221,0.81666666666666665,1.3455555555555554,1.4344444444444442,0.90555555555555556,1.4844444444444445,1.5455555555555556,1.677777777777778,1.3299999999999996,1.951111111111111,2.7055555555555557,2.5833333333333339,4.8388888888888895,5.3388888888888886,3.8666666666666663,4.1611111111111114,4.0555555555555554,2.7744444444444443,2.1133333333333328,3.9499999999999997,3.1466666666666665,2.778888888888889,2.1999999999999997,3.15,3.2844444444444445,2.9011111111111112,3.4622222222222221,4.4722222222222223,5.2511111111111113,5.8133333333333326,7.011111111111112,5.6111111111111107,5.4611111111111121,6.0777777777777784,5.7455555555555557,5.2055555555555557,5.6233333333333331,7.1955555555555542,6.8500000000000005,6.9911111111111115,6.7733333333333334,6.6611111111111105,7.5888888888888886,8.2444444444444454,8.5744444444444436,9.9655555555555555,8.39,7.4250000000000007,8.1712500000000006,9.67,10.43375,9.4024999999999999,7.2474999999999987,8.307500000000001,9.4387500000000006,10.631250000000001,12.518750000000001,9.8637500000000014,8.9499999999999993,12.395,12.744999999999999,12.315000000000001,12.03125,12.258750000000001,11.6625,11.68375,13.100000000000001,11.574999999999999,13.43125,12.4825,12.795,11.926250000000001,10.686250000000001,12.313750000000001,13.950000000000003,14.869999999999997,16.731249999999996,16.661249999999999,15.268749999999999,17.22,15.36375,15.887500000000001,16.297499999999996,14.7925,14.765000000000001,16.993749999999999,19.220000000000002,18.02,16.987499999999997,17.899999999999999,17.76125,16.915000000000003,17.099999999999998,18.942499999999999,19.968749999999996,20.466250000000002,21.254999999999999,21.187499999999996,21.58,21.174999999999997,20.65,20.350000000000001,19.793749999999999,20.344999999999999,21.696250000000003,21.782499999999999,20.941249999999997,20.931250000000002,21.817499999999999,20.487499999999997,21.047499999999999,21.118750000000002,20.807500000000001,20.306249999999999,19.977499999999999,17.349999999999998,19.056250000000002,21.568750000000001,22.6,20.557499999999997]
["Waterloo North Hydro (Waterloo, Township of Woolwich and Township of Wellesley )","Kitchener-Waterloo",22.127777777777776,25.926666666666666,26.354444444444447,22.134444444444441,21.369999999999997,22.177777777777777,23.526666666666667,23.435555555555553,24.915555555555553,24.636666666666667,21.111111111111111,20.582222222222224,22.259999999999998,25.091111111111111,24.720000000000002,25.521111111111107,24.023333333333337,21.950000000000003,24.221111111111114,28.747777777777781,30.044444444444448,27.070000000000004,25.792222222222222,27.355555555555558,26.966666666666665,26.754444444444445,25.914444444444442,25.523333333333333,24.738888888888891,24.842222222222219,25.916666666666671,23.171111111111113,25.97111111111111,27.407777777777781,28.127777777777776,27.303333333333327,26.365555555555559,25.876666666666669,26.198888888888888,26.083333333333332,26.026666666666667,26.18333333333333,26.297777777777778,26.521111111111111,23.861111111111111,27.41,27.593333333333334,25.515555555555554,22.854444444444443,25.27,25.811111111111106,24.68333333333333,23.482222222222219,24.254999999999999,24.2925,24.018750000000001,22.661249999999995,22.611249999999998,24.556250000000002,22.200000000000003,22.623750000000001,23.986249999999998,23.761250000000004,24.372499999999995,24.081249999999997,22.522500000000001,20.880000000000003,19.736249999999998,21.415000000000003,18.525000000000002,15.871250000000002,18.973750000000003,19.188749999999999,16.912500000000001,16.53125,18.362500000000001,17.787500000000001,14.782499999999999,15.67625,18.234999999999999,16.87875,16.463750000000001,18.262500000000003,19.481249999999999,18.10125,18.662500000000001,17.09375,15.487499999999999,17.103749999999998,17.1325,14.173749999999998,12.918749999999999,13.493749999999999,14.055000000000001,13.59,15.587499999999999,16.076250000000002,13.794999999999998,13.751249999999999,12.9825,12.3825,13.1625,12.907500000000001,12.882499999999999,12.313750000000001,11.39625,10.883749999999999,12.488750000000001,9.7062500000000007,9.5687499999999996,9.7862500000000008,10.332500000000001,10.38875,9.4124999999999996,10.03375,8.9375,9.5649999999999995,8.5625,11.063750000000001,10.72625,8.8000000000000007,7.6237500000000011,6.915,5.9012499999999992,7.1762499999999996,6.7824999999999998,8.0325000000000006,6.6449999999999996,5.3950000000000005,5.4637499999999992,7.0712499999999991,7.7825000000000006,7.3325000000000005,6.7137499999999992,6.2687499999999989,5.6,7.95,9.1637500000000003,7.3075000000000001,4.6375000000000011,3.3525,3.2574999999999998,3.0937500000000004,2.9624999999999999,3.9499999999999997,3.8875000000000002,2.4637500000000001,3.6312499999999996,3.8574999999999999,2.25,2.1999999999999997,2.6574999999999998,2.7087500000000002,2.9337499999999999,3.5575000000000001,3.5750000000000006,3.1825000000000001,3.2762500000000001,2.1187500000000004,2.2375000000000003,2.3149999999999999,1.8637499999999996,0.79999999999999982,1.0687499999999999,2.1887499999999998,1.9712499999999999,1.1937499999999996,0.31999999999999984,1.0887499999999997,1.51875,1.90625,1.4187500000000002,0.23749999999999982,0.64374999999999982,0.84375,8.2499999999999574E-2,0.57499999999999996,0.375,0,6.8750000000000089E-2,1.30125,1.4762499999999998,1.4787499999999998,0.92500000000000004,1.1875,1.45625,0.48124999999999996,0.17499999999999982,0.48750000000000004,6.2500000000000888E-3,0.38874999999999993,0.39375000000000004,0.35624999999999973,0.66874999999999996,0.76875000000000004,0.875,0.48249999999999993,0.51374999999999993,0.48249999999999993,0.49374999999999991,0.46250000000000013,0.44999999999999996,0.51249999999999996,0.20749999999999957,3.125E-2,0.60124999999999984,0.61249999999999982,0.21875,0,0.61249999999999982,0.78874999999999984,0.4375,0.66875000000000018,4.9999999999999822E-2,8.1249999999999822E-2,0.19375000000000009,0.35000000000000009,0.66250000000000009,0.41374999999999984,0.70625000000000004,0.73875000000000002,0.53125,0.85749999999999993,0.62000000000000011,0.28125,1.2312500000000002,1.4574999999999998,1.0075000000000001,0.66250000000000009,0.95124999999999993,1.1937500000000003,1.4962499999999999,1.4512499999999999,0.91249999999999987,0.41374999999999984,0.19499999999999984,0.48749999999999982,0.75625000000000009,1.095,1.6687500000000002,1.3949999999999998,0.8824999999999994,0.92125000000000012,0.88749999999999996,0.78249999999999975,0.64375000000000004,0.67625000000000002,1.0324999999999995,2.46875,2.5375000000000001,1.4574999999999998,2.0262500000000001,2.9125000000000001,2.3574999999999999,3.4000000000000004,2.3412499999999996,3.66,4.2324999999999999,6.7012499999999999,7.32125,5.55,5.7025000000000006,6.076249999999999,3.3074999999999997,3.0262499999999997,4.8562500000000002,5.1774999999999993,4.0749999999999993,3.7937499999999997,4.3212499999999991,4.1812500000000004,4.3074999999999992,4.6687500000000002,5.0750000000000011,6.1750000000000007,7.1012499999999985,5.75,6.2625000000000002,6.5500000000000007,6.4749999999999996,6.97,6.65,6.87,7.92,8.9824999999999999,10.532500000000001,8.6974999999999998,7.4075000000000006,9.2087500000000002,8.7324999999999999,8.6312500000000014,10.225,10.0625,8.6212499999999999,9.5762499999999999,10.565000000000001,10.93125,9.9212500000000006,8.5962500000000013,9.8074999999999992,11.64,12.4575,14.112500000000002,11.794999999999998,10.393750000000001,14.048749999999998,15.015000000000001,14.168749999999999,14.030000000000001,14.606249999999999,14.15875,13.22,13.872499999999999,12.92,14.185,14.291250000000002,13.977499999999999,14.43375,12.40375,14.126250000000001,16.057500000000001,16.475000000000001,17.700000000000003,17.852499999999999,16.94875,18.501249999999999,17.0075,17.175000000000001,18.228750000000002,15.981250000000003,16.623749999999998,18.106249999999999,19.923749999999998,18.752500000000001,17.626250000000002,18.756249999999998,18.276249999999997,17.5625,18.423749999999998,20.518750000000001,21.546250000000001,22.1875,21.935000000000002,20.56625,22.657499999999999,22.900000000000002,22.43,22.012499999999999,20.233750000000001,20.733749999999997,22.43,22.504999999999999,22.138749999999998,21.150000000000002,22.2225,21.451249999999998,21.076250000000002,21.886250000000004,21.63,21.06625,20.64875,18.445,20.168749999999999,21.85,22.693750000000001,21.94875]
["Welland Hydro-Electric System Corp (Welland)","Welland",20.187777777777779,23.571111111111108,23.97111111111111,20.182222222222222,19.298888888888889,19.704444444444441,21.001111111111115,21.286666666666669,23.31111111111111,22.700000000000003,18.513333333333335,18.765555555555554,19.938888888888886,23.328888888888887,22.961111111111112,23.543333333333333,22.173333333333332,20.384444444444444,21.78222222222222,26.615555555555559,27.614444444444445,25.553333333333331,24.558888888888884,25.220000000000002,24.78222222222222,24.766666666666666,23.382222222222222,23.923333333333332,22.887777777777778,23.804444444444442,24.76,21.483333333333331,24.398888888888891,25.671111111111106,25.099999999999998,25.64222222222222,25.197777777777777,24.005555555555556,24.097777777777779,24.481111111111108,24.914444444444442,24.56,24.522222222222222,24.704444444444441,23.06666666666667,26.571111111111108,25.905555555555551,23.46,20.950000000000003,22.633333333333333,23.38111111111111,22.15111111111111,21.803333333333335,23.764444444444443,24.132222222222225,22.808888888888887,22.183333333333334,22.588888888888889,24.348888888888887,21.92,21.673333333333336,22.818888888888889,22.283333333333335,22.661111111111111,22.987777777777779,22.677777777777781,19.655555555555555,18.777777777777775,19.361111111111107,16.182222222222222,15.048888888888891,17.015555555555554,17.473333333333336,15.556666666666665,15.459999999999999,17.071111111111108,16.522222222222222,14.622222222222222,15.228888888888889,16.295555555555556,15.726666666666667,15.449999999999998,17.442222222222224,18.254444444444445,16.278888888888886,17.166666666666668,16.60222222222222,15.222222222222221,16.244444444444447,15.571111111111113,13.883333333333333,11.995555555555557,12.243333333333332,12.492222222222225,12.88,15.063333333333333,14.58111111111111,12.721111111111112,12.566666666666665,12.078888888888891,11.493333333333334,11.436666666666666,12.124444444444443,11.455555555555556,11.017777777777777,10.899999999999999,9.7844444444444463,10.872222222222222,8.9166666666666661,9.0733333333333324,8.4122222222222227,9.6744444444444451,10.133333333333333,9.4777777777777779,10.094444444444441,8.3666666666666671,7.6644444444444453,7.8177777777777795,9.7355555555555569,9.706666666666667,7.6344444444444441,6.0966666666666667,5.8677777777777775,5.1233333333333331,5.8077777777777779,6.4077777777777767,6.0966666666666667,4.9744444444444431,4.466666666666665,4.2666666666666675,5.8499999999999988,5.7444444444444436,6.5277777777777777,6.4899999999999993,5.3833333333333329,3.9844444444444442,5.8166666666666673,7.0833333333333321,5.7777777777777777,4.6888888888888891,4.2855555555555567,3.4622222222222225,2.9011111111111112,3.29,3.0277777777777777,2.8055555555555554,1.5844444444444445,2.2444444444444449,2.0833333333333335,1.6666666666666667,1.4388888888888889,2.5788888888888888,2.6177777777777775,2.3777777777777778,2.7122222222222221,2.7177777777777776,2.1444444444444439,3.0111111111111106,1.7455555555555553,1.45,1.1233333333333331,0.612222222222222,0.40111111111111103,0.27222222222222214,1.0566666666666669,1.2744444444444445,0.56222222222222229,0,0.5,1.0166666666666666,1.1499999999999999,0.71333333333333349,0.10666666666666676,2.1944444444444446,0.35000000000000003,0.20666666666666661,0.26666666666666672,8.4444444444444225E-2,0.27888888888888907,0.43888888888888883,0.32777777777777772,2.5166666666666666,2.6555555555555559,2.6677777777777774,2.4299999999999997,0.61777777777777765,0.3888888888888889,4.999999999999992E-2,0.28888888888888886,0.20222222222222225,0.10222222222222202,0.1111111111111111,0,0.35111111111111115,0.28333333333333299,0.35000000000000003,0.30555555555555558,0.21111111111111094,0.24000000000000002,0.20555555555555532,0.29444444444444429,9.5555555555555491E-2,0,0,0,0.31222222222222207,0.27222222222222214,7.2222222222222063E-2,0,0.31666666666666682,0.34999999999999987,4.999999999999992E-2,0,0,0,1.666666666666651E-2,0.15555555555555539,0.37999999999999978,0.23333333333333309,0.32777777777777772,0.20666666666666661,8.8888888888888962E-2,0.41111111111111104,0.24444444444444435,9.5555555555555491E-2,0.55666666666666642,0.6333333333333333,0.44555555555555554,0.3888888888888889,5.1111111111111204E-2,0.59444444444444444,0.62888888888888894,0.61222222222222245,0.23888888888888873,0.1388888888888889,2.7777777777777776E-2,0.1111111111111111,0.46111111111111097,0.71222222222222209,0.84000000000000008,0.75,0.55777777777777771,0.46222222222222226,0.51666666666666672,0.46111111111111097,0.33333333333333331,0.29444444444444429,0.61888888888888871,1.4466666666666665,1.7688888888888887,1.0511111111111111,1.0055555555555555,3.1833333333333336,1.3511111111111109,3.3122222222222226,3.7455555555555557,2.4855555555555551,3.2066666666666666,4.557777777777777,5.517777777777777,4.3177777777777777,4.3666666666666663,4.416666666666667,2.1955555555555555,1.9066666666666663,3.2288888888888887,3.4133333333333336,2.84,2.2999999999999998,3.0455555555555556,2.5511111111111107,2.0411111111111109,3.2222222222222223,4.1733333333333338,5.2466666666666661,5.8733333333333322,4.870000000000001,5.0555555555555554,6.0111111111111102,5.456666666666667,5.706666666666667,6.1955555555555559,6.4244444444444433,6.9011111111111108,6.589999999999999,8.0344444444444445,6.5999999999999988,6.6333333333333346,7.6388888888888893,7.7788888888888899,8.1222222222222218,8.9033333333333342,9.2944444444444425,7.5462499999999997,7.4012499999999992,9.5562500000000004,8.8062499999999986,8.2874999999999996,7.1437500000000007,7.5074999999999985,9.9037500000000005,10.482500000000002,12.60375,10.481250000000001,9.4,12.107500000000002,13.103749999999998,12.288749999999999,12.337499999999999,12.82,12.212500000000002,11.702500000000001,12.92,11.49,12.626250000000001,12.295,12.42,13.397499999999999,11.25625,13.282499999999999,15.1675,15.47875,16.59,16.2,15.333750000000002,17.625000000000004,16.081250000000001,15.8,15.88125,14.338749999999999,14.613750000000001,16.675000000000001,18.391249999999999,16.4575,15.555,16.276249999999997,16.355,15.446249999999999,15.443749999999998,18.272500000000001,19.356249999999999,20.147500000000001,20.462499999999999,17.844999999999999,19.65625,21.195,20.5,19.686250000000001,18.342500000000001,19.064999999999998,20.72,20.517499999999998,20.125,19.206250000000001,19.986249999999998,18.603749999999998,19.855,19.268750000000001,19.703749999999996,19.354999999999997,18.237500000000001,16.73875,18.388750000000002,20.630000000000003,20.791249999999998,19.61375]
["Wellington North Power Inc. (Holstein, Mount Forest and Arthur)","Mount Forest",23.445555555555561,26.833333333333329,27.673333333333332,23.241111111111113,22.543333333333333,22.733333333333331,24.604444444444447,24.65,25.028888888888886,24.525555555555556,21.422222222222224,21.288888888888891,23.664444444444442,25.493333333333332,25.818888888888889,26.522222222222222,24.655555555555555,23.364444444444445,25.071111111111115,30.16,30.861111111111111,28.453333333333333,27.58666666666667,27.9,27.871111111111109,27.311111111111114,26.333333333333332,26.292222222222222,25.578888888888887,26.425555555555555,26.754444444444445,25.226666666666667,27.105555555555554,27.671111111111106,27.467777777777776,27.181111111111111,26.638888888888889,26.111111111111114,27.286666666666672,26.314444444444444,26.152222222222221,26.604444444444447,26.777777777777775,27.164444444444445,25.607777777777773,28.483333333333334,27.6,25.675555555555555,23.28777777777778,26.047777777777778,27.121111111111109,25.414444444444445,25.025555555555556,25.506250000000001,25.056249999999999,23.93,23.274999999999999,23.137499999999999,25.917499999999997,23.594999999999999,24.27375,25.15,25.524999999999999,25.8,25.643749999999997,24.153749999999995,21.251249999999999,20.715,22.186250000000005,18.713750000000001,15.8675,19.549999999999997,20.099999999999998,17.7425,16.923749999999998,19.087499999999999,18.40625,15.501250000000002,16.489999999999998,19.53,17.349999999999998,17.23,19.436250000000001,19.8125,18.978750000000002,19.688749999999999,17.9925,16.333749999999998,18.136249999999997,17.732499999999998,14.596250000000001,13.813750000000001,14.53125,14.74625,14.507499999999999,16.763750000000002,16.729999999999997,14.582499999999998,14.518750000000001,14.62,13.45125,14.024999999999999,14.595000000000001,13.764999999999999,12.796250000000002,11.418749999999999,11.88,13.433750000000002,10.413749999999999,9.901250000000001,10.213750000000001,10.376250000000001,10.602500000000001,10.583750000000002,10.576249999999998,8.7512499999999989,10.2575,8.94,11.129999999999999,11.232500000000002,8.64,7.3562500000000002,6.9575000000000005,6.2012499999999999,7.7274999999999991,6.3887499999999999,8.0762499999999999,6.4,5.5437500000000002,5.875,8.7687500000000007,8.0825000000000014,7.2262499999999994,6.5250000000000004,6.776250000000001,6.2212499999999995,9.7687499999999989,9.59375,7.2774999999999999,4.2874999999999996,3.8624999999999998,3.4512499999999999,3.9575000000000005,3.9212499999999997,5.0024999999999995,5.0075000000000003,3.4187500000000002,4.4562499999999998,4.2699999999999996,2.3825000000000003,2.4437500000000005,2.9387499999999998,2.7687499999999998,3.8562499999999997,4.57,4.1262499999999998,3.9024999999999999,4.0012500000000006,2.9512499999999999,2.46875,2.7124999999999999,2.5762499999999999,1.3199999999999998,1.8887499999999999,2.7712499999999998,2.375,1.3512499999999998,0.78249999999999975,1.4262499999999998,1.9312500000000001,1.9700000000000002,1.5124999999999997,0.48124999999999996,0.86874999999999991,0.99374999999999969,0.68249999999999966,1.0575000000000001,0.49624999999999986,0.13125000000000009,0.63124999999999987,2.2012499999999999,2.3374999999999999,2.2562499999999996,1.2749999999999997,1.9875,1.6999999999999997,0.85624999999999996,0.4375,0.82624999999999993,0.38874999999999993,0.85749999999999971,0.54374999999999996,0.67125000000000012,0.92500000000000004,1.1387499999999999,1.3212499999999998,1.10625,0.80249999999999977,0.73749999999999982,0.65625,0.51249999999999996,0.64375000000000004,0.48875000000000002,0.15625,0.42625000000000002,0.93124999999999991,0.71875,0.20750000000000002,0,1.0687500000000001,1.1562500000000002,0.98125000000000018,0.76249999999999996,0.10749999999999993,0.13749999999999973,0.24374999999999991,0.52499999999999991,0.84999999999999987,0.88999999999999968,0.97624999999999962,0.87499999999999978,0.70624999999999982,1.3375000000000001,0.93124999999999991,0.33749999999999991,1.5625,1.78125,1.27,0.85249999999999981,1.3875,1.37625,1.3387499999999999,1.3387499999999999,0.93749999999999978,0.65000000000000013,0.36874999999999991,0.20000000000000018,0.65625,1.5075000000000001,1.6375000000000002,1.7312500000000002,1.1837499999999999,1.1937500000000001,1.1312500000000001,0.88124999999999987,0.64500000000000002,0.79374999999999973,1.895,2.7749999999999999,2.8874999999999997,1.4712499999999999,2.5687500000000005,3.1012500000000003,2.5562499999999999,2.8874999999999997,3.13375,4.4762500000000003,5.0037500000000001,7.40625,7.92,5.7774999999999999,5.682500000000001,5.4512499999999999,3.2324999999999999,3.0187500000000003,5.7262500000000003,5.0500000000000007,3.8187500000000005,3.2937500000000002,4.09375,4.2637499999999999,4.7999999999999989,5.1762499999999996,5.4375,7.0437499999999993,7.5587500000000007,6.7575000000000003,6.5137499999999999,6.6775000000000002,6.7812499999999991,7.28125,6.07,6.7774999999999999,8.1824999999999992,8.8874999999999993,9.3962500000000002,8.4887499999999996,7.8462499999999995,9.7200000000000006,9.82,9.4837500000000006,10.692500000000001,10.115,9.40625,10.290000000000001,11.076250000000002,11.18125,10.327500000000001,8.8187499999999996,10.10125,12.244999999999999,12.853749999999998,14.57625,12.057500000000001,10.894999999999998,14.365,14.694999999999999,14.20125,13.88,13.9825,13.97,13.4625,14.704999999999998,13.46,14.475,13.662500000000001,14.352500000000001,13.956250000000001,13.419999999999998,15.184999999999999,16.606249999999999,17.149999999999999,18.605,17.763749999999998,16.119999999999997,18.931249999999999,17.3325,18.344999999999999,18.779999999999998,17.085000000000001,17.128749999999997,19.30125,21.266249999999996,19.5975,18.743750000000002,19.8675,19.442499999999999,18.672499999999999,19.5,21.204999999999998,22.447500000000002,22.76125,22.7225,21.893750000000001,23.518750000000001,23.423750000000002,23.254999999999999,22.367499999999996,21.442500000000003,21.81625,23.523749999999996,23.318750000000001,22.696249999999999,22.5825,23.217500000000001,21.543749999999999,22.425000000000001,22.931249999999999,22.591249999999995,22.232500000000002,21.279999999999998,19.52375,20.967499999999998,23.373749999999998,23.946249999999999,22.792499999999997]
["West Coast Huron Energy (Goderich)","Goderich",20.683333333333334,23.521111111111111,23.921111111111109,20.55,20.25,20.116666666666667,21.362222222222222,21.814444444444444,22.306666666666668,22.082222222222221,19.354444444444439,19.022222222222222,21.301111111111108,24.012222222222221,23.537777777777777,23.137777777777778,21.957777777777778,21.283333333333335,22.858888888888892,26.9,27.682222222222222,26.243333333333332,24.498888888888885,24.97111111111111,24.586666666666666,24.777777777777779,24.568888888888889,23.73,22.266666666666666,23.403333333333329,23.851111111111113,22.803333333333335,25.38111111111111,25.098888888888887,25.882222222222222,24.737777777777779,24.211111111111112,23.749999999999996,24.315555555555552,24.183333333333334,24.802222222222223,24.266666666666669,24.243333333333332,24.853333333333335,23.254444444444445,26.298888888888889,26.103333333333332,23.104444444444443,20.928888888888888,23.955555555555556,24.427777777777777,23.96222222222222,23.437777777777782,25.773333333333333,24.454444444444448,23.02,22.654444444444444,22.849999999999998,25.292222222222218,20.625,23.59555555555556,24.22666666666667,23.737777777777779,23.982222222222223,24.716666666666665,23.041111111111114,19.734444444444442,19.548888888888889,20.297777777777775,16.27888888888889,15.138888888888889,17.888888888888889,17.55,15.775555555555558,16.299999999999997,17.754444444444445,16.588888888888889,14.961111111111112,16.108888888888888,17.634444444444444,16.181111111111111,16.731111111111112,18.694444444444446,19.626666666666669,17.795555555555556,19.305555555555557,17.700000000000003,16.057777777777776,17.543333333333333,17.498888888888889,13.495555555555555,12.267777777777777,13.473333333333333,13.617777777777778,13.657777777777779,16.273333333333333,14.987777777777776,14.049999999999999,13.696666666666665,13.378888888888889,11.916666666666668,12.936666666666666,13.43888888888889,12.605555555555558,12.067777777777781,10.272222222222222,10.711111111111112,11.745555555555555,9.8900000000000023,9.6622222222222209,10.544444444444444,10.863333333333335,10.64111111111111,11.116666666666665,10.889999999999999,9.5355555555555576,9.4966666666666661,9.6344444444444459,11.364444444444445,11.61,8.5055555555555546,7.3677777777777784,6.6833333333333336,5.2722222222222221,7.0522222222222224,6.7122222222222225,7.7911111111111113,5.7111111111111112,5.1166666666666663,6.6833333333333336,8.1944444444444429,6.7777777777777777,7.4155555555555548,7.4677777777777772,6.8566666666666665,5.9788888888888891,9.3044444444444441,8.1566666666666663,5.75,4.7166666666666668,5.3344444444444443,4.028888888888889,5.282222222222221,4.8177777777777777,5.456666666666667,4.0566666666666675,3.3166666666666669,4.2166666666666668,3.6111111111111112,1.7166666666666663,2.2344444444444442,3.2444444444444449,3.2566666666666668,4.0055555555555564,4.0011111111111113,3.7744444444444443,3.6966666666666672,3.8999999999999995,2.6855555555555553,2.3011111111111111,2.1244444444444444,2.0022222222222221,1.8455555555555554,2.4555555555555553,3.1999999999999997,3.8566666666666669,3.0455555555555556,3.005555555555556,3.3633333333333328,3.1111111111111112,1.411111111111111,1.3744444444444446,0.75555555555555542,0.98888888888888871,1.3733333333333333,0.61666666666666659,0.71666666666666656,1.1677777777777778,0.3455555555555555,0.95222222222222208,2.0444444444444443,2.6888888888888891,2.29,1.7944444444444443,1.8455555555555554,1.6055555555555558,0.59999999999999987,0.42333333333333317,0.66666666666666663,0.99444444444444435,0.83444444444444421,0.62222222222222201,0.5744444444444442,0.57333333333333314,0.89555555555555566,0.64444444444444449,0.68888888888888899,0.58999999999999986,0.42777777777777792,0.29999999999999993,0.19444444444444445,0.47222222222222204,0.45111111111111096,0.22777777777777786,0.20555555555555532,0.97444444444444445,0.51111111111111085,8.4444444444444225E-2,7.2222222222222063E-2,0.5888888888888888,0.9622222222222222,0.70111111111111102,0.16666666666666666,3.9999999999999938E-2,2.2222222222222143E-2,8.3333333333333329E-2,0.47222222222222204,1.0955555555555554,1.0455555555555556,0.69222222222222229,0.72222222222222221,0.4844444444444444,0.66666666666666663,0.65111111111111108,0.57888888888888879,0.8355555555555555,1.1166666666666667,0.9177777777777778,0.82222222222222208,0.94444444444444442,1.3722222222222222,0.66666666666666663,0.86111111111111116,0.33888888888888857,0.30555555555555558,0.39999999999999974,0.18333333333333318,0.89999999999999991,1.5111111111111111,1.4388888888888889,1.5777777777777777,0.79999999999999971,0.86111111111111116,1.1055555555555554,0.91666666666666663,0.58444444444444421,0.63444444444444437,1.1111111111111114,2.0166666666666666,1.6788888888888887,0.8833333333333333,1.2722222222222221,1.7333333333333334,1.8388888888888886,2.1166666666666663,2.545555555555556,3.8999999999999995,3.862222222222222,4.8633333333333333,5.4844444444444447,4.3955555555555561,3.9677777777777781,3.7166666666666668,3.2622222222222224,2.0733333333333328,3.8733333333333331,3.6222222222222218,2.7911111111111113,2.1011111111111109,3.1722222222222225,3.1944444444444446,3.5566666666666671,4.3222222222222229,5.0333333333333323,6.1966666666666663,6.13,5.6833333333333336,5.6188888888888879,5.0011111111111113,5.152222222222222,6.0222222222222221,5.0777777777777784,5.0700000000000012,7.2122222222222234,6.7222222222222223,6.7077777777777774,6.3277777777777766,6.5566666666666684,7.5955555555555554,8.431111111111111,8.6566666666666663,9.8177777777777777,8.3855555555555572,7.3337500000000002,8.42,9.3312500000000007,10.03875,8.3787500000000019,7.2737499999999997,7.8012499999999987,9.745000000000001,10.638749999999998,12.34,9.9574999999999996,9.0650000000000013,12.456250000000001,13.1325,12.3825,12.05875,12.06,11.797499999999999,11.7075,12.51375,11.72625,12.618749999999999,11.977499999999999,12.924999999999999,12.2875,11.396250000000002,13.345000000000001,14.526250000000001,15.0875,15.876249999999999,15.015000000000001,14.876250000000001,15.912500000000001,14.703749999999999,15.675000000000001,15.97125,14.80625,14.987499999999997,16.495000000000001,18.232500000000002,17.133749999999999,16.149999999999999,17.35125,16.956250000000001,15.851249999999999,16.973750000000003,19.01125,19.65625,19.75375,20.438749999999999,19.443750000000001,20.916250000000002,20.137499999999999,19.973749999999999,19.725000000000001,18.78875,19.267499999999998,20.912499999999998,20.317500000000003,20.622499999999999,20.605,21.38625,20.237500000000001,20.247499999999999,20.341249999999999,20.58625,19.806250000000002,19.231249999999996,17.298750000000002,18.286250000000003,20.27375,21.102499999999999,20.268750000000001]
["Westario Power (Hanover, Huron-Kinloss, Kincardine, Saugeen Shores, South Bruce, Wingham, Brockton and Minto)","Kincardine",20.683333333333334,23.521111111111111,23.921111111111109,20.55,20.25,20.116666666666667,21.362222222222222,21.814444444444444,22.306666666666668,22.082222222222221,19.354444444444439,19.022222222222222,21.301111111111108,24.012222222222221,23.537777777777777,23.137777777777778,21.957777777777778,21.283333333333335,22.858888888888892,26.9,27.682222222222222,26.243333333333332,24.498888888888885,24.97111111111111,24.586666666666666,24.777777777777779,24.568888888888889,23.73,22.266666666666666,23.403333333333329,23.851111111111113,22.803333333333335,25.38111111111111,25.098888888888887,25.882222222222222,24.737777777777779,24.211111111111112,23.749999999999996,24.315555555555552,24.183333333333334,24.802222222222223,24.266666666666669,24.243333333333332,24.853333333333335,23.254444444444445,26.298888888888889,26.103333333333332,23.104444444444443,20.928888888888888,23.955555555555556,24.427777777777777,23.057499999999997,22.423750000000002,24.432500000000001,23.712500000000002,21.897500000000001,21.27375,21.282499999999999,24.691249999999997,20.625,23.107500000000005,23.967500000000001,23.69875,23.71125,23.437499999999996,22.258750000000003,19.463749999999997,19.486249999999998,20.153749999999999,16.318750000000001,14.90625,17.59375,17.881250000000001,15.885000000000002,16.3125,18.423750000000002,16.287500000000001,14.25,15.37875,17.826250000000002,15.703749999999999,15.705000000000002,17.837500000000002,19.092500000000001,17.98875,19.4375,16.850000000000001,14.79125,17.306249999999999,17.418749999999999,13.001249999999999,11.92625,13.751249999999999,13.401250000000001,13.096250000000001,15.977500000000001,15.398749999999998,14.293749999999999,13.508749999999999,14.051250000000001,12.412500000000001,12.953749999999999,14.037500000000001,13.312500000000002,12.226250000000004,10.018750000000001,11.0425,12.188749999999999,9.8887500000000017,9.92,10.981249999999999,10.590000000000002,9.8149999999999995,10.193749999999998,10.151249999999999,8.6525000000000016,8.9137500000000003,8.9450000000000003,11.00375,11.29875,7.8375000000000004,6.8325000000000005,6.5687500000000005,5.8812499999999996,7.4087499999999995,6.0825000000000005,7.9275000000000002,6.3312499999999998,5.7562499999999996,7.15,8.5562499999999986,7.3062500000000004,7.2724999999999991,6.6449999999999996,6.37,6.2200000000000006,9.879999999999999,9.1762499999999996,6.46875,4.0375000000000005,4.5137499999999999,3.7199999999999998,4.4662499999999996,4.4512499999999999,6.0699999999999994,4.5637500000000006,3.7312500000000002,4.7437500000000004,3.9312499999999999,1.9312499999999997,2.2450000000000001,2.4125000000000001,2.59375,3.4937500000000004,4.22,4.2462499999999999,3.8462500000000004,3.9562499999999998,2.9087499999999999,2.4075000000000002,1.9587499999999998,2.1837499999999999,1.5574999999999999,2.2999999999999998,3.3312499999999998,4.3387500000000001,3.42625,3.0250000000000004,3.6137499999999996,3.5,1.125,1.48875,0.81874999999999987,1.1124999999999998,1.2637499999999999,0.48124999999999996,0.80624999999999991,1.31375,0.19499999999999984,0.52749999999999986,2.2687499999999998,2.7437500000000004,2.1012499999999998,1.375,1.6074999999999999,1.6437500000000003,0.67499999999999982,0.47624999999999984,0.69375000000000009,0.56874999999999987,0.60124999999999984,0.54374999999999973,0.64624999999999977,0.6449999999999998,1.0075000000000001,0.72500000000000009,0.35000000000000009,0.41999999999999993,0.48125000000000018,0.33749999999999991,0.21875,0.53124999999999978,0.50749999999999984,0.13125000000000009,2.4999999999999911E-2,1.0962499999999999,0.57499999999999973,4.4999999999999929E-2,8.1249999999999822E-2,0.66249999999999987,1.0825,0.78874999999999984,0.1875,4.4999999999999929E-2,2.4999999999999911E-2,9.375E-2,0.51249999999999996,0.78874999999999984,0.80750000000000011,0.71,0.8125,0.54499999999999993,0.75,0.69499999999999984,0.35124999999999984,0.94,1.2562500000000001,1.0325,0.92499999999999982,1.0625,1.54375,0.75,0.96875,0.17499999999999982,0.34375,0.44999999999999973,0.20624999999999982,0.75624999999999987,1.3687499999999999,1.0625,1.3624999999999998,0.89999999999999969,0.96875,1.2437499999999999,1.03125,0.65749999999999975,0.71374999999999988,1.2500000000000002,2.2687499999999998,1.8887499999999997,0.99374999999999991,1.4312499999999999,1.7312500000000002,1.89375,2.0499999999999998,2.2825000000000002,3.4312499999999995,3.82,5.4712500000000004,6.17,4.9450000000000003,4.4637500000000001,4.15625,3.0387499999999998,2.0637499999999998,3.8699999999999997,3.6749999999999994,3.1262500000000002,2.3637499999999996,3.5687500000000001,3.59375,4.0012500000000006,4.6437500000000007,4.8624999999999989,5.9324999999999992,5.7087500000000002,5.21875,5.5149999999999997,5.0637499999999998,5.0962499999999995,5.7749999999999995,4.7687499999999998,4.6650000000000009,6.9500000000000011,7.3187499999999996,7.5462499999999997,6.4999999999999991,6.1137500000000014,7.8324999999999996,8.0350000000000001,7.7762499999999992,9.0075000000000003,8.1650000000000009,7.3337500000000002,8.42,9.3312500000000007,10.03875,8.3787500000000019,7.2737499999999997,7.8012499999999987,9.745000000000001,10.638749999999998,12.34,9.9574999999999996,9.0650000000000013,12.456250000000001,13.1325,12.3825,12.05875,12.06,11.797499999999999,11.7075,12.51375,11.72625,12.618749999999999,11.977499999999999,12.924999999999999,12.2875,11.396250000000002,13.345000000000001,14.526250000000001,15.0875,15.876249999999999,15.015000000000001,14.876250000000001,15.912500000000001,14.703749999999999,15.675000000000001,15.97125,14.80625,14.987499999999997,16.495000000000001,18.232500000000002,17.133749999999999,16.149999999999999,17.35125,16.956250000000001,15.851249999999999,16.973750000000003,19.01125,19.65625,19.75375,20.438749999999999,19.443750000000001,20.916250000000002,20.137499999999999,19.973749999999999,19.725000000000001,18.78875,19.267499999999998,20.912499999999998,20.317500000000003,20.622499999999999,20.605,21.38625,20.237500000000001,20.247499999999999,20.341249999999999,20.58625,19.806250000000002,19.231249999999996,17.298750000000002,18.286250000000003,20.27375,21.102499999999999,20.268750000000001]
["Whitby Hydro Electric Corporation (Whitby, Brooklin and Ashburn)","Whitby",20.283333333333335,25.454444444444444,25.955555555555559,21.444444444444443,20.448888888888884,20.233333333333334,22.658888888888889,22.272222222222222,21.971111111111114,22.86,19.845555555555553,19.254444444444445,21.184444444444445,23.81,23.643333333333331,24.393333333333334,23.161111111111111,20.988888888888891,21.198888888888888,25.722222222222218,26.757777777777775,25.355555555555558,24.605555555555554,25.555555555555557,23.894444444444442,25.477777777777774,23.093333333333334,22.904444444444451,24.288888888888888,23.888888888888889,25.327777777777776,22.94222222222222,24.27,25.042222222222222,25.798888888888893,24.93888888888889,23.68333333333333,23.798888888888893,24.799999999999997,25.442222222222224,24.205555555555552,24.915555555555557,23.265555555555554,24.926666666666669,22.994444444444447,25.938888888888886,24.505555555555556,23.654444444444444,21.955555555555556,22.643333333333331,24.137777777777778,23.12222222222222,21.205555555555559,23.511111111111113,23.200000000000003,23.048888888888886,22.03222222222222,20.916666666666668,24.227777777777774,21.95,21.805555555555557,22.437777777777779,23.408888888888889,22.501111111111115,22.86666666666666,22.583333333333332,19.950000000000003,18.722222222222225,19.042222222222222,16.678888888888892,14.667777777777777,17.327777777777776,18.88111111111111,16.473333333333336,15.234444444444442,17.411111111111111,18.417777777777779,15.964444444444446,16.167777777777776,16.752222222222223,16.405555555555551,16.427777777777777,18.287777777777777,18.748888888888889,17.254444444444445,17.911111111111111,17.772222222222226,14.893333333333333,15.666666666666666,15.722222222222221,14.893333333333336,13.355555555555554,12.833333333333332,12.838888888888889,13.226666666666667,15.034444444444444,14.734444444444446,13.906666666666666,13.323333333333332,12.156666666666668,12.223333333333334,12.905555555555557,13.245555555555557,12.183333333333332,12.03888888888889,12.015555555555556,10.261111111111111,10.878888888888888,11.288888888888888,10.6,12.81111111111111,11.663333333333334,12.46111111111111,12.316666666666666,10.983333333333333,9.767777777777777,9.0633333333333326,10.095555555555556,10.472222222222221,9.956666666666667,9.0722222222222229,7.2177777777777772,8.0111111111111111,7.0788888888888888,6.9733333333333336,8.3288888888888906,7.8055555555555554,7.7888888888888879,6.1955555555555559,6.3455555555555554,7.3111111111111109,7.5677777777777759,6.3999999999999995,6.6733333333333338,5.4166666666666661,6.8233333333333333,7.2566666666666668,7.25,7.5555555555555554,7.5333333333333332,6.6288888888888886,4.5611111111111109,5.7888888888888888,3.5833333333333335,2.7333333333333334,2.3899999999999997,2.427777777777778,3.0166666666666666,3.1511111111111112,1.9400000000000002,1.6555555555555554,4.666666666666667,4.583333333333333,3.1888888888888887,6.8833333333333329,6.7788888888888899,4.6944444444444446,4.5611111111111109,2.7000000000000006,3.5733333333333328,3.1799999999999997,4.9277777777777771,2.2633333333333332,4.9066666666666663,4.8033333333333328,3.0122222222222224,0.91666666666666652,2.2000000000000002,0.50111111111111084,2.5277777777777777,7.2388888888888898,5.2666666666666666,2.5611111111111113,2.1388888888888888,2.0555555555555554,2,2.3555555555555556,4.1566666666666663,2.2222222222222223,2.4444444444444446,0.56777777777777794,0.88888888888888884,0.59444444444444455,0.47222222222222221,0.25,2.5333333333333332,4.3055555555555554,4,2,0.16666666666666666,0.43444444444444447,0.35000000000000003,2.1444444444444444,2.1666666666666665,2.1111111111111112,4.1111111111111107,2.1722222222222225,0.51222222222222213,0.70000000000000007,0.20666666666666661,0.25,2.2222222222222223,2.0611111111111113,4.0555555555555554,2.04,2.2166666666666668,4.2111111111111112,4.155555555555555,2,2.1500000000000004,0.36666666666666675,0.17888888888888882,2.0611111111111113,2,0,0.1111111111111111,2.1888888888888887,0.27222222222222214,0.33333333333333331,2.4000000000000004,0.22222222222222221,0.27777777777777779,0.45000000000000007,0.33888888888888896,0.16222222222222193,0.26111111111111085,0.89555555555555566,2.4611111111111108,2.6388888888888888,2.0677777777777777,2.6500000000000004,2.6444444444444444,0.99666666666666659,0.5,2.3577777777777778,4.1355555555555554,2.1055555555555556,2.0611111111111113,2.3122222222222222,1.0855555555555556,1.0444444444444445,2.778888888888889,2.0833333333333335,2.5,0.58333333333333337,0.44444444444444442,2.3055555555555554,0.7666666666666665,3.5844444444444443,1.7666666666666666,1.1455555555555554,1.412222222222222,1.5277777777777777,3.7011111111111115,1.7288888888888887,3.7888888888888892,6.6122222222222211,7.6355555555555554,5.927777777777778,6.9111111111111114,6.3611111111111107,7.3955555555555561,8.5844444444444452,5.15,6.083333333333333,5.8177777777777777,5.9611111111111104,5.083333333333333,6.3011111111111111,7.2277777777777779,2.7055555555555557,2.1222222222222218,3.434444444444444,6.1788888888888884,7.1733333333333338,7.405555555555555,7.1955555555555542,7.4111111111111114,8.6444444444444439,8.990000000000002,7.9555555555555548,8.913333333333334,6.5277777777777777,7.3000000000000007,7.616666666666668,8.6833333333333336,9.4344444444444449,8.3166666666666682,8.8388888888888886,10.945555555555556,9.9011111111111134,10.55777777777778,9.7277777777777779,10.53125,11.15875,10.0875,10.532500000000001,11.414999999999999,8.92,8.6187500000000004,10.293749999999999,11.426250000000001,13.731249999999999,12.706250000000001,10.646249999999998,12.2,14.66375,14.025,14.075000000000001,14.637499999999999,14.137499999999999,13.440000000000001,13.407500000000001,11.64625,12.68125,13.53875,14.01375,15.875,13.91375,12.995000000000001,14.34375,15.087499999999999,16.221249999999998,16.826249999999998,16.145,16.818749999999998,15.4925,16.357500000000002,17.236250000000002,15.7125,15.89875,16.6175,17.962500000000002,17.752499999999998,17.067499999999999,18.24625,17.787500000000001,16.352499999999999,16.731249999999999,18.555,19.42625,19.995000000000001,20.826249999999998,19.768749999999997,20.743749999999999,21.2425,20.543749999999999,19.96875,20.037500000000001,19.556250000000002,22.006250000000001,22.75,20.592499999999998,19.717500000000001,21.653749999999999,20.661249999999999,21.387500000000003,20.28125,21.075000000000003,19.518750000000001,19.329999999999998,19.324999999999999,19.126250000000002,21.650000000000002,22.461250000000003,21.1]

{"sheet":"Sheet3","index":11,"n_rows":48,"n_cols":11,"rows_kept":48,"cut":false,"hidden":true,"merged":[]}
["Escalation Rate",0.02,null,null,null,null,null,null,"ELECTRICITY RATES"]
[null,"Electricity Rate","Total kWH usage","Total Annual Costs","KWH SAVINGS","Annual $ Savings",null,null,"Regulated Price Plan (RPP) - 2017 Toronto Hydro Upper Tier",0.09,"per kWh"]
["Investment Today",null,null,null,null,null,null,null,"Distribution",4.9000000000000002E-2,"per kWh"]
["Year 1 (2017 RPP - upper tier + other charges)",0.16300000250339508,{"$f":"(HP_Assessment_Report!$F$8/(HP_Assessment_Report!$F$12/100))","v":{"$error":"#DIV/0!"}},{"$f":"C4*B4","v":{"$error":"#DIV/0!"}},{"$f":"AVERAGE(HP_Assessment_Report!$E$42,HP_Assessment_Report!$G$42)","v":0},{"$f":"B4*E4","v":0},null,null,"Transmission",1.6E-2,"per kWh"]
["Year 2",{"$f":"B4*(1+$B$1)","v":0.16626000255346299},{"$f":"(HP_Assessment_Report!$F$8/(HP_Assessment_Report!$F$12/100))","v":{"$error":"#DIV/0!"}},{"$f":"C5*B5","v":{"$error":"#DIV/0!"}},{"$f":"AVERAGE(HP_Assessment_Report!$E$42,HP_Assessment_Report!$G$42)","v":0},0,null,null,"Regulated Charges (Wholesale Market Service Charge)",8.0000000000000002E-3,"per kWh"]
["Year 3",{"$f":"B5*(1+$B$1)","v":0.16958520260453225},{"$f":"(HP_Assessment_Report!$F$8/(HP_Assessment_Report!$F$12/100))","v":{"$error":"#DIV/0!"}},{"$error":"#DIV/0!"},{"$f":"AVERAGE(HP_Assessment_Report!$E$42,HP_Assessment_Report!$G$42)","v":0},0,null,null,"TOTAL CHARGE ($/kWh)",{"$f":"SUM(J2:J5)","v":0.16300000000000003}]
["Year 4",0.17297690665662291,{"$f":"(HP_Assessment_Report!$F$8/(HP_Assessment_Report!$F$12/100))","v":{"$error":"#DIV/0!"}},{"$error":"#DIV/0!"},{"$f":"AVERAGE(HP_Assessment_Report!$E$42,HP_Assessment_Report!$G$42)","v":0},0]
["Year 5",0.17643644478975537,{"$f":"(HP_Assessment_Report!$F$8/(HP_Assessment_Report!$F$12/100))","v":{"$error":"#DIV/0!"}},{"$error":"#DIV/0!"},{"$f":"AVERAGE(HP_Assessment_Report!$E$42,HP_Assessment_Report!$G$42)","v":0},0]
["Year 6",0.17996517368555048,{"$f":"(HP_Assessment_Report!$F$8/(HP_Assessment_Report!$F$12/100))","v":{"$error":"#DIV/0!"}},{"$error":"#DIV/0!"},{"$f":"AVERAGE(HP_Assessment_Report!$E$42,HP_Assessment_Report!$G$42)","v":0},0]
["Year 7",0.1835644771592615,{"$f":"(HP_Assessment_Report!$F$8/(HP_Assessment_Report!$F$12/100))","v":{"$error":"#DIV/0!"}},{"$error":"#DIV/0!"},{"$f":"AVERAGE(HP_Assessment_Report!$E$42,HP_Assessment_Report!$G$42)","v":0},0]
["Year 8",0.18723576670244674,{"$f":"(HP_Assessment_Report!$F$8/(HP_Assessment_Report!$F$12/100))","v":{"$error":"#DIV/0!"}},{"$error":"#DIV/0!"},{"$f":"AVERAGE(HP_Assessment_Report!$E$42,HP_Assessment_Report!$G$42)","v":0},0]
["Year 9",0.19098048203649567,{"$f":"(HP_Assessment_Report!$F$8/(HP_Assessment_Report!$F$12/100))","v":{"$error":"#DIV/0!"}},{"$error":"#DIV/0!"},{"$f":"AVERAGE(HP_Assessment_Report!$E$42,HP_Assessment_Report!$G$42)","v":0},0]
["Year 10",0.19480009167722559,{"$f":"(HP_Assessment_Report!$F$8/(HP_Assessment_Report!$F$12/100))","v":{"$error":"#DIV/0!"}},{"$error":"#DIV/0!"},{"$f":"AVERAGE(HP_Assessment_Report!$E$42,HP_Assessment_Report!$G$42)","v":0},0]
["Year 11",0.19869609351077011,{"$f":"(HP_Assessment_Report!$F$8/(HP_Assessment_Report!$F$12/100))","v":{"$error":"#DIV/0!"}},{"$error":"#DIV/0!"},{"$f":"AVERAGE(HP_Assessment_Report!$E$42,HP_Assessment_Report!$G$42)","v":0},0]
["Year 12",0.20267001538098553,{"$f":"(HP_Assessment_Report!$F$8/(HP_Assessment_Report!$F$12/100))","v":{"$error":"#DIV/0!"}},{"$error":"#DIV/0!"},{"$f":"AVERAGE(HP_Assessment_Report!$E$42,HP_Assessment_Report!$G$42)","v":0},0]
["Year 13",0.20672341568860525,{"$f":"(HP_Assessment_Report!$F$8/(HP_Assessment_Report!$F$12/100))","v":{"$error":"#DIV/0!"}},{"$error":"#DIV/0!"},{"$f":"AVERAGE(HP_Assessment_Report!$E$42,HP_Assessment_Report!$G$42)","v":0},0]
["Year 14",0.21085788400237737,{"$f":"(HP_Assessment_Report!$F$8/(HP_Assessment_Report!$F$12/100))","v":{"$error":"#DIV/0!"}},{"$error":"#DIV/0!"},{"$f":"AVERAGE(HP_Assessment_Report!$E$42,HP_Assessment_Report!$G$42)","v":0},0]
["Year 15",0.21507504168242492,{"$f":"(HP_Assessment_Report!$F$8/(HP_Assessment_Report!$F$12/100))","v":{"$error":"#DIV/0!"}},{"$error":"#DIV/0!"},{"$f":"AVERAGE(HP_Assessment_Report!$E$42,HP_Assessment_Report!$G$42)","v":0},0]
["Year 16",0.21937654251607341,{"$f":"(HP_Assessment_Report!$F$8/(HP_Assessment_Report!$F$12/100))","v":{"$error":"#DIV/0!"}},{"$error":"#DIV/0!"},{"$f":"AVERAGE(HP_Assessment_Report!$E$42,HP_Assessment_Report!$G$42)","v":0},0]
["Year 17",0.22376407336639489,{"$f":"(HP_Assessment_Report!$F$8/(HP_Assessment_Report!$F$12/100))","v":{"$error":"#DIV/0!"}},{"$error":"#DIV/0!"},{"$f":"AVERAGE(HP_Assessment_Report!$E$42,HP_Assessment_Report!$G$42)","v":0},0]
["Year 18",0.22823935483372279,{"$f":"(HP_Assessment_Report!$F$8/(HP_Assessment_Report!$F$12/100))","v":{"$error":"#DIV/0!"}},{"$error":"#DIV/0!"},{"$f":"AVERAGE(HP_Assessment_Report!$E$42,HP_Assessment_Report!$G$42)","v":0},0]
["Year 19",0.23280414193039725,{"$f":"(HP_Assessment_Report!$F$8/(HP_Assessment_Report!$F$12/100))","v":{"$error":"#DIV/0!"}},{"$error":"#DIV/0!"},{"$f":"AVERAGE(HP_Assessment_Report!$E$42,HP_Assessment_Report!$G$42)","v":0},0]
["Year 20",0.23746022476900519,{"$f":"(HP_Assessment_Report!$F$8/(HP_Assessment_Report!$F$12/100))","v":{"$error":"#DIV/0!"}},{"$error":"#DIV/0!"},{"$f":"AVERAGE(HP_Assessment_Report!$E$42,HP_Assessment_Report!$G$42)","v":0},0]
[]
[]
[]
[null,"BUSINESS AS USUAL","RETROFIT"]
["YEAR","Electricity Costs (Business-As-Usual)","Electricity Costs (After Heat Pump Retrofit)","Financing Costs","Savings","CUMMULATIVE SAVINGS"]
[1,{"$f":"Sheet3!D4","v":{"$error":"#DIV/0!"}},{"$f":"B29-E29","v":{"$error":"#DIV/0!"}},{"$f":"IF(A29<='Loan Summary'!$B$9,'Loan Summary'!$B$10*12,0)","v":0},{"$f":"Sheet3!F4","v":0},{"$f":"E29","v":0}]
[2,{"$f":"Sheet3!D5","v":{"$error":"#DIV/0!"}},{"$error":"#DIV/0!"},{"$f":"IF(A30<='Loan Summary'!$B$9,'Loan Summary'!$B$10*12,0)","v":0},{"$f":"Sheet3!F5","v":0},{"$f":"F29+E30","v":0}]
[3,{"$f":"Sheet3!D6","v":{"$error":"#DIV/0!"}},{"$error":"#DIV/0!"},{"$f":"IF(A31<='Loan Summary'!$B$9,'Loan Summary'!$B$10*12,0)","v":0},{"$f":"Sheet3!F6","v":0},{"$f":"F30+E31","v":0}]
[4,{"$f":"Sheet3!D7","v":{"$error":"#DIV/0!"}},{"$error":"#DIV/0!"},{"$f":"IF(A32<='Loan Summary'!$B$9,'Loan Summary'!$B$10*12,0)","v":0},{"$f":"Sheet3!F7","v":0},0]
[5,{"$f":"Sheet3!D8","v":{"$error":"#DIV/0!"}},{"$error":"#DIV/0!"},{"$f":"IF(A33<='Loan Summary'!$B$9,'Loan Summary'!$B$10*12,0)","v":0},{"$f":"Sheet3!F8","v":0},0]
[6,{"$f":"Sheet3!D9","v":{"$error":"#DIV/0!"}},{"$error":"#DIV/0!"},{"$f":"IF(A34<='Loan Summary'!$B$9,'Loan Summary'!$B$10*12,0)","v":0},{"$f":"Sheet3!F9","v":0},0]
[7,{"$f":"Sheet3!D10","v":{"$error":"#DIV/0!"}},{"$error":"#DIV/0!"},{"$f":"IF(A35<='Loan Summary'!$B$9,'Loan Summary'!$B$10*12,0)","v":0},{"$f":"Sheet3!F10","v":0},0]
[8,{"$f":"Sheet3!D11","v":{"$error":"#DIV/0!"}},{"$error":"#DIV/0!"},{"$f":"IF(A36<='Loan Summary'!$B$9,'Loan Summary'!$B$10*12,0)","v":0},{"$f":"Sheet3!F11","v":0},0]
[9,{"$f":"Sheet3!D12","v":{"$error":"#DIV/0!"}},{"$error":"#DIV/0!"},{"$f":"IF(A37<='Loan Summary'!$B$9,'Loan Summary'!$B$10*12,0)","v":0},{"$f":"Sheet3!F12","v":0},0]
[10,{"$f":"Sheet3!D13","v":{"$error":"#DIV/0!"}},{"$error":"#DIV/0!"},{"$f":"IF(A38<='Loan Summary'!$B$9,'Loan Summary'!$B$10*12,0)","v":0},{"$f":"Sheet3!F13","v":0},0]
[11,{"$f":"Sheet3!D14","v":{"$error":"#DIV/0!"}},{"$error":"#DIV/0!"},{"$f":"IF(A39<='Loan Summary'!$B$9,'Loan Summary'!$B$10*12,0)","v":0},{"$f":"Sheet3!F14","v":0},0]
[12,{"$f":"Sheet3!D15","v":{"$error":"#DIV/0!"}},{"$error":"#DIV/0!"},{"$f":"IF(A40<='Loan Summary'!$B$9,'Loan Summary'!$B$10*12,0)","v":0},{"$f":"Sheet3!F15","v":0},0]
[13,{"$f":"Sheet3!D16","v":{"$error":"#DIV/0!"}},{"$error":"#DIV/0!"},{"$f":"IF(A41<='Loan Summary'!$B$9,'Loan Summary'!$B$10*12,0)","v":0},{"$f":"Sheet3!F16","v":0},0]
[14,{"$f":"Sheet3!D17","v":{"$error":"#DIV/0!"}},{"$error":"#DIV/0!"},{"$f":"IF(A42<='Loan Summary'!$B$9,'Loan Summary'!$B$10*12,0)","v":0},{"$f":"Sheet3!F17","v":0},0]
[15,{"$f":"Sheet3!D18","v":{"$error":"#DIV/0!"}},{"$error":"#DIV/0!"},{"$f":"IF(A43<='Loan Summary'!$B$9,'Loan Summary'!$B$10*12,0)","v":0},{"$f":"Sheet3!F18","v":0},0]
[16,{"$f":"Sheet3!D19","v":{"$error":"#DIV/0!"}},{"$error":"#DIV/0!"},{"$f":"IF(A44<='Loan Summary'!$B$9,'Loan Summary'!$B$10*12,0)","v":0},{"$f":"Sheet3!F19","v":0},0]
[17,{"$f":"Sheet3!D20","v":{"$error":"#DIV/0!"}},{"$error":"#DIV/0!"},{"$f":"IF(A45<='Loan Summary'!$B$9,'Loan Summary'!$B$10*12,0)","v":0},{"$f":"Sheet3!F20","v":0},0]
[18,{"$f":"Sheet3!D21","v":{"$error":"#DIV/0!"}},{"$error":"#DIV/0!"},{"$f":"IF(A46<='Loan Summary'!$B$9,'Loan Summary'!$B$10*12,0)","v":0},{"$f":"Sheet3!F21","v":0},0]
[19,{"$f":"Sheet3!D22","v":{"$error":"#DIV/0!"}},{"$error":"#DIV/0!"},{"$f":"IF(A47<='Loan Summary'!$B$9,'Loan Summary'!$B$10*12,0)","v":0},{"$f":"Sheet3!F22","v":0},0]
[20,{"$f":"Sheet3!D23","v":{"$error":"#DIV/0!"}},{"$error":"#DIV/0!"},{"$f":"IF(A48<='Loan Summary'!$B$9,'Loan Summary'!$B$10*12,0)","v":0},{"$f":"Sheet3!F23","v":0},0]

{"sheet":"Loan Summary","index":12,"n_rows":15,"n_cols":2,"rows_kept":15,"cut":false,"hidden":false,"merged":[[2,0,2,1],[0,0,0,3]]}
["Heat Pump Retrofit Financing & Savings Comparison"]
[]
["LOAN & SAVINGS SUMMARY"]
["Total Project Cost",0]
["Down Payment",0]
["Available Incentives (Rebates)",0]
["Interest Rate",0]
["Loan Amount",{"$f":"B4-(B5+B6)","v":0}]
["Loan Period in Years",0]
["Monthly Payment",{"$f":"PMT(B7/12,B9*12,-B8,,0)","v":{"$error":"#NUM!"}}]
["Total Interest over Loan Term",{"$f":"(CUMIPMT(B7/12,B9*12,B8,1,B9*12,0)*-1)","v":{"$error":"#NUM!"}}]
["Energy Savings over Loan Term",{"$f":"VLOOKUP(B9,Sheet3!A28:F48,6,FALSE)","v":{"$error":"#N/A"}}]
["Energy Savings over 20 Years",{"$f":"SUM(Sheet3!F4:F23)","v":0}]
["Annual Electricity Rate Escalation",{"$f":"Sheet3!B1","v":0.02}]
["Assumed Electricity Rate ($/kWh) - RPP",{"$f":"Sheet3!B4","v":0.16300000250339508}]

{"sheet":"LDC_Contact_Lookup","index":13,"n_rows":72,"n_cols":8,"rows_kept":72,"cut":false,"hidden":true,"merged":[]}
["LOOKUP LIST","LOOKUP VALUE","Local Distribution Company","Service Area","CONTACT INFO","Conservation Contact Phone","Conservation or Customer Service Phone","EMAIL"]
["Alectra Utilities - formerly Brampton Hydro","Alectra Utilities - formerly Brampton Hydro (Brampton)","Alectra Utilities - formerly Brampton Hydro","Brampton","1 (855) 215-7235 option 5    businessconservation@alectrautilities.com","1 (855) 215-7235 option 5","Conservation","businessconservation@alectrautilities.com"]
["Alectra Utilities - formerly PowerStream","Alectra Utilities - formerly PowerStream (Alliston, Aurora, Barrie, Beeton, Bradford West Gwillimbury, Penetanguishene, Markham, Richmond Hill, Thornton, Tottenham and Vaughan)","Alectra Utilities - formerly PowerStream","Alliston, Aurora, Barrie, Beeton, Bradford West Gwillimbury, Penetanguishene, Markham, Richmond Hill, Thornton, Tottenham and Vaughan","1 (855) 215-7235 option 5    businessconservation@alectrautilities.com","1 (855) 215-7235 option 5","Conservation","businessconservation@alectrautilities.com"]
["Alectra Utilities - formerly Horizon","Alectra Utilities - formerly Horizon (Hamilton and St. Catharines)","Alectra Utilities - formerly Horizon","Hamilton and St. Catharines","1 (855) 215-7235 option 5      hamiltonconservation@alectrautilities.com","1 (855) 215-7235 option 5","Conservation","hamiltonconservation@alectrautilities.com"]
["Alectra Utilities - formerly Enersource","Alectra Utilities - formerly Enersource (Mississauga)","Alectra Utilities - formerly Enersource"," Mississauga","(905) 283-4290    mississaugaconservation@alectrautilities.com","(905) 283-4290","Conservation","mississaugaconservation@alectrautilities.com"]
["Algoma Power","Algoma Power (Algoma)","Algoma Power","Algoma ","(705) 256-3850 EXT. 3399     customerservice@algomapower.com","(705) 256-3850 EXT. 3399","Conservation"," customerservice@algomapower.com"]
["Atikokan Hydro Inc.","Atikokan Hydro Inc. (Atikokan)","Atikokan Hydro Inc.","Atikokan","(807) 597-6600    info@athydro.com","(807) 597-6600","Customer Service","info@athydro.com"]
["Bluewater Power Distribution Corporation","Bluewater Power Distribution Corporation (Sarnia, Point Edward, Petrolia, Alvinston, Oil Springs and Watford)","Bluewater Power Distribution Corporation","Sarnia, Point Edward, Petrolia, Alvinston, Oil Springs and Watford","(519) 337-8201 EXT. 2828    conserveenergy@bluewaterpower.com","(519) 337-8201 EXT. 2828","Conservation","conserveenergy@bluewaterpower.com"]
["Brantford Power Inc.","Brantford Power Inc. (Brantford)","Brantford Power Inc.","Brantford","(519) 751-3522    customerservices@brantfordpower.ca","(519) 751-3522","Customer Service","customerservices@brantfordpower.ca"]
["Burlington Hydro Inc.","Burlington Hydro Inc. (Burlington)","Burlington Hydro Inc.","Burlington","(905) 332-1851 EXT. 236    conservation@burlingtonhydro.com","(905) 332-1851 EXT. 236","Conservation","conservation@burlingtonhydro.com"]
["Canadian Niagara Power Co. Ltd.","Canadian Niagara Power Co. Ltd. (Fort Erie and Port Colborne)","Canadian Niagara Power Co. Ltd.","Fort Erie and Port Colborne","Fort Erie (905) 871-0330\nPort Colborne (905) 835-0051","Fort Erie (905) 871-0330\nPort Colborne (905) 835-0051","Conservation"]
["Centre Wellington Hydro Ltd.","Centre Wellington Hydro Ltd. (Elora and Fergus)","Centre Wellington Hydro Ltd.","Elora and Fergus","(519) 843-2900    enquiries@cwhydro.ca","(519) 843-2900","Customer Service","enquiries@cwhydro.ca"]
["Chapleau Public Utilities Corporation","Chapleau Public Utilities Corporation (Chapleau Township)","Chapleau Public Utilities Corporation","Chapleau Township","(705) 864-0111","(705) 864-0111","Customer Service"]
["Collus PowerStream","Collus PowerStream (Collingwood, Stayner, Creemore and Thornbury)","Collus PowerStream","Collingwood, Stayner, Creemore and Thornbury","1 (855) 215-7235 option 5    businessconservation@collus.com","1 (855) 215-7235 option 5","Conservation","businessconservation@collus.com"]
["Co-operative Hydro Embrun","Co-operative Hydro Embrun (Embrun)","Co-operative Hydro Embrun","Embrun","(613) 443-5110    info@hydroembrun.ca","(613) 443-5110","Customer Service","info@hydroembrun.ca"]
["Cornwall Electric","Cornwall Electric (Cornwall, South Glengarry, South Stormont, and the Ontario portion of the Mohawk Territory of Akwesasne)","Cornwall Electric","Cornwall, South Glengarry, South Stormont, and the Ontario portion of the Mohawk Territory of Akwesasne","(613) 932-0123","(613) 932-0123","Customer Service"]
["E.L.K. Energy Inc.","E.L.K. Energy Inc. (Essex, Harrow, Belle River, Comber, Kingsville and Cottham)","E.L.K. Energy Inc.","Essex, Harrow, Belle River, Comber, Kingsville and Cottham","(519) 776-5291    customer.service@elkenergy.com","(519) 776-5291","Customer Service","customer.service@elkenergy.com"]
["Energy+ Inc.","Energy+ Inc. (Cambridge, North Dumfries, Brant)","Energy+ Inc.","Cambridge, North Dumfries, Brant","Cambridge/North Dumfries  (519) 621-3484   \nCounty of Brant (519) 442-2215","Cambridge/North Dumfries  (519) 621-3484   \nCounty of Brant (519) 442-2215","Customer Service"]
["Entegrus Powerlines Inc.","Entegrus Powerlines Inc. (Parkhill, Strathroy, Mount Brydges, Newbury, Dutton, Wallaceburg, Dresden, Bothwell, Thamesville, Ridgetown, Chatham-Kent, Blenheim, Merlin, Tilbury, Wheatley, Erieau)","Entegrus Powerlines Inc.","Parkhill, Strathroy, Mount Brydges, Newbury, Dutton, Wallaceburg, Dresden, Bothwell, Thamesville, Ridgetown, Chatham-Kent, Blenheim, Merlin, Tilbury, Wheatley, Erieau","(519) 352-6300 EXT. 556    conservation@entegrus.com","(519) 352-6300 EXT. 556","Conservation","conservation@entegrus.com"]
["EnWin Utilities Ltd.","EnWin Utilities Ltd. (Windsor)","EnWin Utilities Ltd.","Windsor","(519) 255-2727 EXT. 6    info@enwin.com","(519) 255-2727 EXT. 6","Conservation","info@enwin.com"]
["Erie Thames Powerlines Corporation","Erie Thames Powerlines Corporation (Aylmer, Belmont, Burgessville, Beachville, Clinton, Embro, Ingersoll, Otterville, Port Stanley, Norwich, Tavistock and Thamesford, West Perth)","Erie Thames Powerlines Corporation","Aylmer, Belmont, Burgessville, Beachville, Clinton, Embro, Ingersoll, Otterville, Port Stanley, Norwich, Tavistock and Thamesford, West Perth","1 (877) 850–3128    ConservationPrograms@eriethamespower.com","1 (877) 850–3128","Conservation","ConservationPrograms@eriethamespower.com"]
["Espanola Regional Hydro Distribution Corporation","Espanola Regional Hydro Distribution Corporation (Espanola, Webbwood and Massey)","Espanola Regional Hydro Distribution Corporation","Espanola, Webbwood and Massey","(705) 869-2771    customerservice@erhydro.com","(705) 869-2771","Customer Service","customerservice@erhydro.com"]
["Essex Power Corporation","Essex Power Corporation (Amherstburg, LaSalle, Leamington and Tecumseh)","Essex Power Corporation","Amherstburg, LaSalle, Leamington and Tecumseh","(519) 946-2001    Conservation@essexpowerlines.ca","(519) 946-2001","Conservation","Conservation@essexpowerlines.ca"]
["Festival Hydro Inc.","Festival Hydro Inc. (Stratford, St. Mary's, Seaforth, Hensall, Brussels, Zurich and Dashwood)","Festival Hydro Inc.","Stratford, St. Mary's, Seaforth, Hensall, Brussels, Zurich and Dashwood","(519) 271-4700 EXT. 243    msteel@festivalhydro.com","(519) 271-4700 EXT. 243","Conservation","msteel@festivalhydro.com"]
["Fort Albany Power Corporation","Fort Albany Power Corporation (Fort Albany First Nation)","Fort Albany Power Corporation","Fort Albany First Nation","(705) 278-1137    info@fapcmail.com","(705) 278-1137","Conservation","info@fapcmail.com"]
["Fort Frances Power Corp.","Fort Frances Power Corp. (Fort Frances)","Fort Frances Power Corp.","Fort Frances","(807) 274-9291    ffpc@fortfrances.ca","(807) 274-9291","Customer Service","ffpc@fortfrances.ca"]
["Greater Sudbury Hydro","Greater Sudbury Hydro (Greater Sudbury and the Municipality of West Nipissing)","Greater Sudbury Hydro","Greater Sudbury and the Municipality of West Nipissing","(705) 675-0517     energysavers@sudburyhydro.com","(705) 675-0517 ","Conservation","energysavers@sudburyhydro.com"]
["Grimsby Power Inc.","Grimsby Power Inc. (Grimsby)","Grimsby Power Inc.","Grimsby","(905) 945-5437    info@grimsbypower.com","(905) 945-5437","Customer Service","info@grimsbypower.com"]
["Guelph Hydro","Guelph Hydro (Guelph and Rockwood)","Guelph Hydro","Guelph and Rockwood","(519) 822-3017","(519) 822-3017","Conservation"]
["Halton Hills Hydro","Halton Hills Hydro (Halton  Hills)","Halton Hills Hydro","Halton  Hills","(519) 853-3701","(519) 853-3701","Customer Service"]
["Hearst Power Distribution Company Limited","Hearst Power Distribution Company Limited (Hearst)","Hearst Power Distribution Company Limited","Hearst","(705) 372-2815    service@hearstpower.com","(705) 372-2815","Customer Service","service@hearstpower.com"]
["Hydro 2000 Inc.","Hydro 2000 Inc. (Alfred and Village of Plantagenet)","Hydro 2000 Inc.","Alfred and Village of Plantagenet","(613) 679-4093    ","(613) 679-4093","Customer Service"]
["Hydro Hawkesbury Inc./Hawkesbury Hydro Inc.","Hydro Hawkesbury Inc./Hawkesbury Hydro Inc. (Hawkesbury)","Hydro Hawkesbury Inc./Hawkesbury Hydro Inc.","Hawkesbury","(613) 632-6689    ","(613) 632-6689","Customer Service"]
["Hydro One Networks","Hydro One Networks (Most of rural Ontario, including Norfolk, Cat Lake Community and Haldimand County)","Hydro One Networks","Most of rural Ontario, including Norfolk, Cat Lake Community and Haldimand County","1 (888) 664-9376\n    ","1 (888) 664-9376\n","Customer Service"]
["Hydro Ottawa","Hydro Ottawa (Ottawa and Casselman)","Hydro Ottawa","Ottawa and Casselman","(613) 738-5474    businessinfo@hydroottawa.com","(613) 738-5474","Conservation","businessinfo@hydroottawa.com"]
["Innpower Corporation","Innpower Corporation (Innisfil and South Barrie)","Innpower Corporation","Innisfil and South Barrie","(705) 431-4321    learntoconserve@innpower.ca","(705) 431-4321","Conservation","learntoconserve@innpower.ca"]
["Kashechewan Power Corporation","Kashechewan Power Corporation (Kashechewan First Nation)","Kashechewan Power Corporation","Kashechewan First Nation","(705) 268-0056     ","(705) 268-0056 ","Customer Service"]
["Kenora Hydro Electric Corporation Ltd.","Kenora Hydro Electric Corporation Ltd. (Kenora)","Kenora Hydro Electric Corporation Ltd.","Kenora","(807) 467-2000    service@kenora.ca","(807) 467-2000","Customer Service","service@kenora.ca"]
["Utilities Kingston","Utilities Kingston (Kingston)","Utilities Kingston","Kingston","(613) 546-0000    info@utilitieskingston.com","(613) 546-0000","Customer Service","info@utilitieskingston.com"]
["Kitchener-Wilmot Hydro Inc.","Kitchener-Wilmot Hydro Inc. (Kitchener and Wilmot)","Kitchener-Wilmot Hydro Inc.","Kitchener and Wilmot","(519) 745-4771    customerservice@kwhydro.ca","(519) 745-4771","Customer Service","customerservice@kwhydro.ca"]
["Lakefront Utilities Inc.","Lakefront Utilities Inc. (Cobourg)","Lakefront Utilities Inc.","Cobourg","(905) 372-2193    lusi@lusi.on.ca","(905) 372-2193","Customer Service","lusi@lusi.on.ca"]
["Lakeland Power Distribution Inc.","Lakeland Power Distribution Inc. (Bracebridge, Burk's Falls, Huntsville, Magnetawan and Sundridge)","Lakeland Power Distribution Inc.","Bracebridge, Burk's Falls, Huntsville, Magnetawan and Sundridge","(705) 789-5442    service@lakelandpower.on.ca","(705) 789-5442","Customer Service","service@lakelandpower.on.ca"]
["London Hydro Inc.","London Hydro Inc. (London)","London Hydro Inc.","London","(519) 661-5503    admin@londonhydro.com","(519) 661-5503","Customer Service","admin@londonhydro.com"]
["Midland Power Utility Corporation","Midland Power Utility Corporation (Midland)","Midland Power Utility Corporation","Midland","(705) 526-9361    midpuc@midlandpuc.on.ca","(705) 526-9361","Customer Service","midpuc@midlandpuc.on.ca"]
["Milton Hydro","Milton Hydro (Milton)","Milton Hydro","Milton","(905) 876-4611    ","(905) 876-4611","Customer Service"]
["Newmarket-Tay Power Distribution Ltd.","Newmarket-Tay Power Distribution Ltd. (Newmarket, Tay Township and Perth County)","Newmarket-Tay Power Distribution Ltd.","Newmarket, Tay Township and Perth County","(905) 895-2309    conservation@nmhydro.ca","(905) 895-2309","Conservation","conservation@nmhydro.ca"]
["Niagara-on-the-Lake Hydro Inc.","Niagara-on-the-Lake Hydro Inc. (Niagara-on-the-Lake, Virgil, Glendale, St. Davids and Queenston)","Niagara-on-the-Lake Hydro Inc.","Niagara-on-the-Lake, Virgil, Glendale, St. Davids and Queenston","(905) 468-4235 EXT. 347    ","(905) 468-4235 EXT. 347","Conservation"]
["Niagara Peninsula Energy Inc.","Niagara Peninsula Energy Inc. (Niagara Falls, Lincoln, Pelham and West Lincoln)","Niagara Peninsula Energy Inc.","Niagara Falls, Lincoln, Pelham and West Lincoln","(905) 356-2681    info@npei.ca","(905) 356-2681","Customer Service","info@npei.ca"]
["North Bay Hydro","North Bay Hydro (North Bay)","North Bay Hydro","North Bay","(705) 474-8100 EXT. 267    ","(705) 474-8100 EXT. 267","Conservation"]
["Northern Ontario Wires Inc.","Northern Ontario Wires Inc. (Cochrane, Iroquois Falls and Kapuskasing)","Northern Ontario Wires Inc.","Cochrane, Iroquois Falls and Kapuskasing","(705) 272-6669    customercare@nowinc.ca","(705) 272-6669","Customer Service","customercare@nowinc.ca"]
["Oakville Hydro Electricity Distribution Inc.","Oakville Hydro Electricity Distribution Inc. (Oakville)","Oakville Hydro Electricity Distribution Inc.","Oakville","(905) 825-9400    hydro@oakvillehydro.com","(905) 825-9400","Customer Service","hydro@oakvillehydro.com"]
["Orangeville Hydro","Orangeville Hydro (Orangeville and Grand Valley)","Orangeville Hydro","Orangeville and Grand Valley","(519) 942-8000    info@orangevillehydro.on.ca","(519) 942-8000","Customer Service","info@orangevillehydro.on.ca"]
["Orillia Power","Orillia Power ( Orillia)","Orillia Power"," Orillia","(705) 326-7315    conservation@orilliapower.ca","(705) 326-7315","Conservation","conservation@orilliapower.ca"]
["Oshawa PUC Networks Inc.","Oshawa PUC Networks Inc. (Oshawa)","Oshawa PUC Networks Inc.","Oshawa","(905) 723-4623    contactus@opuc.on.ca","(905) 723-4623","Customer Service","contactus@opuc.on.ca"]
["Ottawa River Power Corporation","Ottawa River Power Corporation (Almonte, Beachburg, Killaloe and Pembroke)","Ottawa River Power Corporation","Almonte, Beachburg, Killaloe and Pembroke","(613) 732-3687 EXT. 228    mhellingman@orpowercorp.com ","(613) 732-3687 EXT. 228","Conservation","mhellingman@orpowercorp.com "]
["Peterborough Distribution Inc.","Peterborough Distribution Inc. (Peterborough, Lakefield and Norwood)","Peterborough Distribution Inc.","Peterborough, Lakefield and Norwood","(705) 748-9300    info@peterboroughutilities.ca","(705) 748-9300","Customer Service","info@peterboroughutilities.ca"]
["PUC Distribution Inc.","PUC Distribution Inc. (Sault Ste. Marie)","PUC Distribution Inc.","Sault Ste. Marie","(705) 759-6500    customer.care@ssmpuc.com","(705) 759-6500","Customer Service","customer.care@ssmpuc.com"]
["Renfrew Hydro","Renfrew Hydro (Renfrew)","Renfrew Hydro","Renfrew","(613) 432-4884    info@renfrewhydro.com","(613) 432-4884","Customer Service","info@renfrewhydro.com"]
["Rideau St. Lawrence Distribution Inc.","Rideau St. Lawrence Distribution Inc. (Westport, Prescott, Cardinal, Iroquois, Morrisburg and Williamsburg)","Rideau St. Lawrence Distribution Inc.","Westport, Prescott, Cardinal, Iroquois, Morrisburg and Williamsburg","1 (866) 381 - 1841    rslu@rslu.ca","1 (866) 381 - 1841","Customer Service","rslu@rslu.ca"]
["Sioux Lookout Hydro Electric Commission","Sioux Lookout Hydro Electric Commission (Sioux Lookout and Hudson)","Sioux Lookout Hydro Electric Commission","Sioux Lookout and Hudson","(807) 737-3800     slhydro@tbaytel.net ","(807) 737-3800 ","Customer Service","slhydro@tbaytel.net "]
["St. Thomas Energy Inc.","St. Thomas Energy Inc. (St. Thomas)","St. Thomas Energy Inc.","St. Thomas","(519) 631-5550    contact@sttenergy.com ","(519) 631-5550","Customer Service","contact@sttenergy.com "]
["Thunder Bay Hydro","Thunder Bay Hydro (Thunder Bay)","Thunder Bay Hydro","Thunder Bay","(807) 343-1013    asafar@tbhydro.on.ca","(807) 343-1013","Conservation","asafar@tbhydro.on.ca"]
["Tillsonburg Hydro Inc.","Tillsonburg Hydro Inc. (Tillsonburg)","Tillsonburg Hydro Inc.","Tillsonburg","(519) 842-9200    info@tillsonburghydro.ca","(519) 842-9200","Customer Service","info@tillsonburghydro.ca"]
["Toronto Hydro Electric System","Toronto Hydro Electric System (Toronto)","Toronto Hydro Electric System","Toronto","(416) 542-3388    cdm@torontohydro.com","(416) 542-3388","Conservation","cdm@torontohydro.com"]
["Veridian","Veridian (Ajax, Beaverton, Belleville, Bowmanville, Cannington, Gravenhurst, Newcastle, Orono, Pickering, Port Hope, Port Perry, Sunderland and Uxbridge)","Veridian","Ajax, Beaverton, Belleville, Bowmanville, Cannington, Gravenhurst, Newcastle, Orono, Pickering, Port Hope, Port Perry, Sunderland and Uxbridge","(905) 427-9870 EXT. 3257 or EXT. 5210    ","(905) 427-9870 EXT. 3257 or EXT. 5210","Conservation"]
["Wasaga Distribution Inc.","Wasaga Distribution Inc. (Wasaga Beach)","Wasaga Distribution Inc.","Wasaga Beach","(705) 429 - 2517     hydro@wasagadist.ca","(705) 429 - 2517 ","Customer Service","hydro@wasagadist.ca"]
["Waterloo North Hydro","Waterloo North Hydro (Waterloo, Township of Woolwich and Township of Wellesley )","Waterloo North Hydro","Waterloo, Township of Woolwich and Township of Wellesley ","(519) 886-5090    customersupport@wnhydro.com","(519) 886-5090","Customer Service","customersupport@wnhydro.com"]
["Welland Hydro-Electric System Corp","Welland Hydro-Electric System Corp (Welland)","Welland Hydro-Electric System Corp","Welland","(905) 732-1381    csr@wellandhydro.com","(905) 732-1381","Customer Service","csr@wellandhydro.com"]
["Wellington North Power Inc.","Wellington North Power Inc. (Holstein, Mount Forest and Arthur)","Wellington North Power Inc.","Holstein, Mount Forest and Arthur","(519) 323-1710     customerservice@wellingtonnorthpower.com","(519) 323-1710 ","Customer Service","customerservice@wellingtonnorthpower.com"]
["West Coast Huron Energy","West Coast Huron Energy (Goderich)","West Coast Huron Energy","Goderich","(519) 524-7371    info@goderichhydro.ca","(519) 524-7371","Customer Service","info@goderichhydro.ca"]
["Westario Power","Westario Power (Hanover, Huron-Kinloss, Kincardine, Saugeen Shores, South Bruce, Wingham, Brockton and Minto)","Westario Power","Hanover, Huron-Kinloss, Kincardine, Saugeen Shores, South Bruce, Wingham, Brockton and Minto","(519) 507-6666 EXT. 210    Paul.McGinn@westario.com","(519) 507-6666 EXT. 210","Conservation","Paul.McGinn@westario.com"]
["Whitby Hydro Electric Corporation","Whitby Hydro Electric Corporation (Whitby, Brooklin and Ashburn)","Whitby Hydro Electric Corporation","Whitby, Brooklin and Ashburn","(905) 444-1980    conservation@whitbyhydro.on.ca","(905) 444-1980","Conservation","conservation@whitbyhydro.on.ca"]